{"text_format":"3","workbook":"xlsx","n_sheets":14,"sheets":["分部分项工程量清单表与计价表","工程量清单综合单价计算表","施工技术措施项目清单与计价表","措施项目清单综合单价计算表","主要工日价格表","主要材料价格表","主要机械台班价格表","2_分部分项工程量清单表与计价表","2_工程量清单综合单价计算表","2_施工技术措施项目清单与计价表","2_措施项目清单综合单价计算表","2_主要工日价格表","2_主要材料价格表","2_主要机械台班价格表"],"read":"whole","date_system":"1900"}

{"sheet":"分部分项工程量清单表与计价表","index":0,"n_rows":312,"n_cols":11,"rows_kept":312,"merged":[[0,0,0,10],[1,0,1,8],[1,9,1,10],[2,0,3,0],[2,1,3,1],[2,2,3,2],[2,3,3,3],[2,4,3,4],[2,5,3,5],[2,6,3,6],[2,7,3,7],[2,8,2,9],[2,10,3,10],[14,0,14,6],[18,0,18,10],[19,0,19,8],[19,9,19,10],[20,0,21,0],[20,1,21,1],[20,2,21,2],[20,3,21,3],[20,4,21,4],[20,5,21,5],[20,6,21,6],[20,7,21,7],[20,8,20,9],[20,10,21,10],[32,0,32,6],[35,0,35,10],[36,0,36,8],[36,9,36,10],[37,0,38,0],[37,1,38,1],[37,2,38,2],[37,3,38,3],[37,4,38,4],[37,5,38,5],[37,6,38,6],[37,7,38,7],[37,8,37,9],[37,10,38,10],[50,0,50,6],[53,0,53,10],[54,0,54,8],[54,9,54,10],[55,0,56,0],[55,1,56,1],[55,2,56,2],[55,3,56,3],[55,4,56,4],[55,5,56,5],[55,6,56,6],[55,7,56,7],[55,8,55,9],[55,10,56,10],[73,0,73,6],[77,0,77,10],[78,0,78,8],[78,9,78,10],[79,0,80,0],[79,1,80,1],[79,2,80,2],[79,3,80,3],[79,4,80,4],[79,5,80,5],[79,6,80,6],[79,7,80,7],[79,8,79,9],[79,10,80,10],[97,0,97,6],[101,0,101,10],[102,0,102,8],[102,9,102,10],[103,0,104,0],[103,1,104,1],[103,2,104,2],[103,3,104,3],[103,4,104,4],[103,5,104,5],[103,6,104,6],[103,7,104,7],[103,8,103,9],[103,10,104,10],[118,0,118,6],[122,0,122,10],[123,0,123,8],[123,9,123,10],[124,0,125,0],[124,1,125,1],[124,2,125,2],[124,3,125,3],[124,4,125,4],[124,5,125,5],[124,6,125,6],[124,7,125,7],[124,8,124,9],[124,10,125,10],[139,0,139,6],[143,0,143,10],[144,0,144,8],[144,9,144,10],[145,0,146,0],[145,1,146,1],[145,2,146,2],[145,3,146,3],[145,4,146,4],[145,5,146,5],[145,6,146,6],[145,7,146,7],[145,8,145,9],[145,10,146,10],[160,0,160,6],[164,0,164,10],[165,0,165,8],[165,9,165,10],[166,0,167,0],[166,1,167,1],[166,2,167,2],[166,3,167,3],[166,4,167,4],[166,5,167,5],[166,6,167,6],[166,7,167,7],[166,8,166,9],[166,10,167,10],[179,0,179,6],[183,0,183,10],[184,0,184,8],[184,9,184,10],[185,0,186,0],[185,1,186,1],[185,2,186,2],[185,3,186,3],[185,4,186,4],[185,5,186,5],[185,6,186,6],[185,7,186,7],[185,8,185,9],[185,10,186,10],[201,0,201,6],[204,0,204,10],[205,0,205,8],[205,9,205,10],[206,0,207,0],[206,1,207,1],[206,2,207,2],[206,3,207,3],[206,4,207,4],[206,5,207,5],[206,6,207,6],[206,7,207,7],[206,8,206,9],[206,10,207,10],[220,0,220,6],[224,0,224,10],[225,0,225,8],[225,9,225,10],[226,0,227,0],[226,1,227,1],[226,2,227,2],[226,3,227,3],[226,4,227,4],[226,5,227,5],[226,6,227,6],[226,7,227,7],[226,8,226,9],[226,10,227,10],[241,0,241,6],[245,0,245,10],[246,0,246,8],[246,9,246,10],[247,0,248,0],[247,1,248,1],[247,2,248,2],[247,3,248,3],[247,4,248,4],[247,5,248,5],[247,6,248,6],[247,7,248,7],[247,8,247,9],[247,10,248,10],[265,0,265,6],[269,0,269,10],[270,0,270,8],[270,9,270,10],[271,0,272,0],[271,1,272,1],[271,2,272,2],[271,3,272,3],[271,4,272,4],[271,5,272,5],[271,6,272,6],[271,7,272,7],[271,8,271,9],[271,10,272,10],[288,0,288,6],[292,0,292,10],[293,0,293,8],[293,9,293,10],[294,0,295,0],[294,1,295,1],[294,2,295,2],[294,3,295,3],[294,4,295,4],[294,5,295,5],[294,6,295,6],[294,7,295,7],[294,8,294,9],[294,10,295,10],[311,0,311,6]]}
["分部分项工程量清单与计价表"]
["单位(专业)工程名称:温岭市住房保障和房管事务中心2019年度直管公房维护项目-市区部分",{"$nulls":8},"第1页 共15页"]
["序号","项目\n编码","项目名称","项目\n特征","计量\n单位","工程量","综合单价\n(元)","合价\n(元)","其中(元)",null,"备注"]
[{"$nulls":8},"人工费","机械费"]
[null,"A.1","A 土石方工程",null,null,"0",null,125.73,60.03,30.18]
["1","010101003001","挖沟槽土方","1.土壤类别：三类土\n2.挖土部位：基础\n3.挖土方式;人工挖土，深度1.5M以内","m3","1.00","35.47",35.47,26.78,{"v":0,"d":"0.00"}]
["2","010101003002","挖沟槽土方","1、土壤类别：一、二类土\n2、挖土部位：基础\n3、挖土方式;人工挖土，深度1.5M以内","m3","1.00","19.94",19.94,15.05,{"v":0,"d":"0.00"}]
["3","010101003003","挖沟槽土方","1、土壤类别：三类土\n2、挖土部位：基础\n3、挖土方式;机械挖土，深度3M以内，自卸汽车运土1KM内","m3","1.00","18.26",18.26,4.43,8.06]
["4","010101003004","挖沟槽土方","1、土壤类别：一、二类土\n2、挖土部位：基础\n3、挖土方式;机械挖土，深度3M以内，自卸汽车运土1KM内","m3","1.00","14.26",14.26,1.97,7.58]
["5","010103001001","回填方","人工土方就地回填夯实","m3","1.00","15.34",15.34,11.39,0.15]
["6","010103002001","余方弃置","1.自卸汽车运土~运距7km","m3","1.00","22.46",22.46,0.41,14.39]
[null,"A.4","D 砌 筑 工 程",null,null,"0",null,11410.81,{"v":2553,"d":"2553.00"},62.97]
["7","010401001001","砖基础","1.混凝土实心砖基础;强度等级MU20，规格240*115*53\n2.砂浆强度M10.0","m3","1.00","471.97",471.97,93.84,{"v":3.8,"d":"3.80"}]
["8","010401001002","砖基础","1.烧结页岩砖实心砖基础;规格240*115*53\n2.砂浆强度M10.0","m3","1.00","596.39",596.39,91.08,{"v":3.8,"d":"3.80"}]
["本页小计",{"$nulls":6},1194.09,244.95,37.78]
[]
[]
[]
["分部分项工程量清单与计价表"]
["单位(专业)工程名称:温岭市住房保障和房管事务中心2019年度直管公房维护项目-市区部分",{"$nulls":8},"第2页 共15页"]
["序号","项目\n编码","项目名称","项目\n特征","计量\n单位","工程量","综合单价\n(元)","合价\n(元)","其中(元)",null,"备注"]
[{"$nulls":8},"人工费","机械费"]
["9","010401003001","实心砖墙","1.混凝土标准砖 240*115*53\n2.砂浆强度：M7.5混合砂浆\n3.墙体厚度：240mm","m3","1.00","521.61",521.61,123.28,{"v":3.9,"d":"3.90"}]
["10","010401003002","实心砖墙","1.混凝土标准砖 240*115*53\n2.砂浆强度：M7.5混合砂浆\n3.墙体厚度：120mm","m3","1.00","572.85",572.85,161.92,{"v":3.3,"d":"3.30"}]
["11","010401003003","实心砖墙","1.烧结页岩实心砖 240*115*53\n2.砂浆强度：M7.5混合砂浆\n3.墙体厚度：240mm","m3","1.00","645.23",645.23,120.52,{"v":3.9,"d":"3.90"}]
["12","010401003004","实心砖墙","1.烧结页岩实心砖 240*115*53\n2.砂浆强度：M7.5混合砂浆\n3.墙体厚度：120mm","m3","1.00","698.92",698.92,{"v":156.4,"d":"156.40"},{"v":3.3,"d":"3.30"}]
["13","010401004001","多孔砖墙","1.混凝多孔砖 240×115×90\n2.砂浆强度：M7.5混合砂浆\n3.墙体厚度：240mm","m3","1.00","424.87",424.87,98.44,{"v":3.1,"d":"3.10"}]
["14","010401004002","多孔砖墙","1.混凝多孔砖 240×115×90\n2.砂浆强度：M7.5混合砂浆\n3.墙体厚度：120mm","m3","1.00","461.35",461.35,{"v":128.8,"d":"128.80"},{"v":2.5,"d":"2.50"}]
["15","010401004003","多孔砖墙","1.烧结页岩多孔砖 240×115×90\n2.砂浆强度：M7.5混合砂浆\n3.墙体厚度：240mm","m3","1.00","506.71",506.71,95.68,{"v":3.2,"d":"3.20"}]
["16","010401004004","多孔砖墙","1.烧结页岩多孔砖 240×115×90\n2.砂浆强度：M7.5混合砂浆\n3.墙体厚度：120mm","m3","1.00","545.35",545.35,125.12,{"v":2.5,"d":"2.50"}]
["17","010401012001","零星砌砖","1.混凝土标准砖 240*115*53\n2.砂浆强度：M7.5混合砂浆","m3","1.00","588.34",588.34,173.88,{"v":3.5,"d":"3.50"}]
["18","010401012002","零星砌砖","1.混凝土多孔砖 240×115×90\n2.砂浆强度：M7.5混合砂浆","m3","1.00","475.6",{"v":475.6,"d":"475.60"},{"v":138,"d":"138.00"},{"v":2.7,"d":"2.70"}]
["本页小计",{"$nulls":6},5440.83,1322.04,{"v":31.9,"d":"31.90"}]
[]
[]
["分部分项工程量清单与计价表"]
["单位(专业)工程名称:温岭市住房保障和房管事务中心2019年度直管公房维护项目-市区部分",{"$nulls":8},"第3页 共15页"]
["序号","项目\n编码","项目名称","项目\n特征","计量\n单位","工程量","综合单价\n(元)","合价\n(元)","其中(元)",null,"备注"]
[{"$nulls":8},"人工费","机械费"]
["19","010401012003","零星砌砖","1.烧结页岩实心砖 240*115*53\n2.砂浆强度：M7.5混合砂浆","m3","1.00","712.43",712.43,168.36,{"v":3.5,"d":"3.50"}]
["20","010401012004","零星砌砖","1.烧结页岩多孔砖 240×115×90\n2.砂浆强度：M7.5混合砂浆","m3","1.00","557.64",557.64,134.32,{"v":2.7,"d":"2.70"}]
["21","010401012005","零星砌砖","1.蒸压砂加气块混凝土砌块：规格B06 (A3.5)\n2.砂浆强度：M7.5混合砂浆","m3","1.00","625.32",625.32,164.68,{"v":3.5,"d":"3.50"}]
["22","010402001001","砌块墙","1.蒸压砂加气块混凝土砌块：规格B06 (A3.5)\n2.墙体厚度：240mm\n3.砂浆强度：M7.5混合砂浆","m3","1.00","428.64",428.64,{"v":64.4,"d":"64.40"},1.06]
["23","010402001002","砌块墙","1.蒸压砂加气块混凝土砌块：规格B06 (A3.5)\n2.墙体厚度：190mm\n3.砂浆强度：M7.5混合砂浆","m3","1.00","437.49",437.49,70.84,1.16]
["24","010402001003","砌块墙","1.蒸压砂加气块混凝土砌块：规格B06 (A3.5)\n2.墙体厚度：120mm\n3.砂浆强度：M7.5混合砂浆","m3","1.00","460.35",460.35,{"v":87.4,"d":"87.40"},1.46]
["25","010401014001","砖地沟","1.混凝土标准砖 240*115*53\n2.砂浆强度：M7.5混合砂浆","m3","1.00","504.01",504.01,{"v":110.4,"d":"110.40"},{"v":3.8,"d":"3.80"}]
["26","010401014002","砖地沟","1.烧结页岩实心砖 240*115*53\n2.砂浆强度：M7.5混合砂浆","m3","1.00","627.62",627.62,106.72,{"v":3.8,"d":"3.80"}]
["27","Z010401015001","砖台阶","1.混凝土标准砖 240*115*53\n2.砂浆强度：1:3水泥砂浆","m2","1.00","298.03",298.03,{"v":96.6,"d":"96.60"},{"v":2.2,"d":"2.20"}]
["28","010404001001","垫层","100mm厚碎石垫层","m3","1.00","250.09",250.09,42.32,0.29]
[null,null,"E 混凝土及钢筋混凝土工程",null,null,"0",null,30114.59,5898.38,{"v":261.9,"d":"261.90"}]
["本页小计",{"$nulls":6},4901.62,1046.04,23.47]
[]
[]
["分部分项工程量清单与计价表"]
["单位(专业)工程名称:温岭市住房保障和房管事务中心2019年度直管公房维护项目-市区部分",{"$nulls":8},"第4页 共15页"]
["序号","项目\n编码","项目名称","项目\n特征","计量\n单位","工程量","综合单价\n(元)","合价\n(元)","其中(元)",null,"备注"]
[{"$nulls":8},"人工费","机械费"]
["29","010501001001","垫层","1.垫层：C15现浇现拌混凝土","m3","1.00","466.81",466.81,86.11,4.89]
["30","010501003001","基础","1.基础：C25现浇现拌混凝土","m3","1.00","482.96",482.96,68.54,{"v":4.1,"d":"4.10"}]
["31","010501003002","基础","1.基础：C30现浇现拌混凝土","m3","1.00","497.72",497.72,68.54,{"v":4.1,"d":"4.10"}]
["32","010502001001","矩形柱","1.矩形柱：C25现浇现拌混凝土","m3","1.00","600.7",{"v":600.7,"d":"600.70"},155.66,6.75]
["33","010502001002","矩形柱","1.矩形柱：C30现浇现拌混凝土","m3","1.00","615.46",615.46,155.66,6.75]
["34","010502002001","构造柱","1.构造柱：C25现浇现拌混凝土","m3","1.00","655.46",655.46,193.38,10.25]
["35","010503001001","基础梁","1.基础梁：C25现浇现拌混凝土","m3","1.00","487.28",487.28,68.26,6.75]
["36","010503001002","基础梁","1.基础梁：C30现浇现拌混凝土","m3","1.00","502.04",502.04,68.26,6.75]
["37","010503002001","矩形梁","1.矩形梁：C25现浇现拌混凝土","m3","1.00","537.99",537.99,106.26,6.75]
["38","010503002002","矩形梁","1.矩形梁：C30现浇现拌混凝土","m3","1.00","552.75",552.75,106.26,6.75]
["39","010503004001","圈梁","1.圈梁：C25现浇现拌混凝土","m3","1.00","638.11",638.11,175.26,10.25]
["40","010503005001","过梁","1.过梁：C25现浇现拌混凝土","m3","1.00","638.11",638.11,175.26,10.25]
["41","010504001001","直形墙","1.砼墙：C25现浇现拌混凝土\n2.厚度：100mm以上","m3","1.00","613.07",613.07,164.77,6.75]
["42","010504001002","直形墙","1.砼墙：C30现浇现拌混凝土\n2.厚度：100mm以上","m3","1.00","627.83",627.83,164.77,6.75]
["43","010505003001","平板","1.板：C25现浇现拌混凝土","m3","1.00","536.05",536.05,88.14,7.35]
["44","010505003002","平板","1.板：C30现浇现拌混凝土","m3","1.00","554.07",554.07,88.14,7.35]
["本页小计",{"$nulls":6},9006.41,1933.27,112.54]
[]
[]
[]
["分部分项工程量清单与计价表"]
["单位(专业)工程名称:温岭市住房保障和房管事务中心2019年度直管公房维护项目-市区部分",{"$nulls":8},"第5页 共15页"]
["序号","项目\n编码","项目名称","项目\n特征","计量\n单位","工程量","综合单价\n(元)","合价\n(元)","其中(元)",null,"备注"]
[{"$nulls":8},"人工费","机械费"]
["45","010506001001","直形楼梯","1.楼梯：C25现浇现拌混凝土","m2","1.00","146.39",146.39,37.17,2.41]
["46","010506001002","直形楼梯","1.楼梯：C30现浇现拌混凝土","m2","1.00","149.92",149.92,37.17,2.41]
["47","010505007001","天沟(檐沟）、挑檐板","1.檐沟:C25现浇现拌混凝土","m3","1.00","701.07",701.07,192.28,12.36]
["48","010505007002","天沟(檐沟）、挑檐板","1.檐沟:C30现浇现拌混凝土","m3","1.00","720.33",720.33,192.28,12.36]
["49","010505008001","雨篷、悬挑板、阳台板","1.雨棚板：C25现浇现拌混凝土","m3","1.00","574.59",574.59,130.18,7.55]
["50","010505008002","雨篷、悬挑板、阳台板","1.雨棚板：C30现浇现拌混凝土","m3","1.00","589.41",589.41,130.18,7.55]
["51","010507007001","其他构件","1.窗台板、压顶等零星构件：C25现浇现拌混凝土","m3","1.00","691.2",{"v":691.2,"d":"691.20"},190.53,10.27]
["52","010515001001","现浇构件钢筋","1.现浇构件钢筋：HPB300级","t","1.000","5729.07",5729.07,949.44,42.14]
["53","010515001002","现浇构件钢筋","1.现浇构件钢筋：HPB400级","t","1.000","4908.1",{"v":4908.1,"d":"4908.10"},471.96,29.77]
["54","010515001003","现浇构件钢筋","1.冷拔钢丝绑扎","t","1.000","6898.1",{"v":6898.1,"d":"6898.10"},1633.92,22.54]
[null,null,"F 金属结构工程",null,null,"0",null,130.81,40.42,2.51]
["55","010606011001","彩钢板天沟","1.彩钢板天沟制作、运输、安装","m","1.00","52.28",52.28,7.35,2.51]
["56","010606011002","白铁皮天沟","1.白铁皮天沟制作、运输、安装","m2","1.00","62.25",62.25,25.94,{"v":0,"d":"0.00"}]
["57","010607005001","砌块墙钢丝网加固","1.砼面与砖墙交接处钉（贴）钢丝网","m2","1.00","16.28",16.28,7.13,{"v":0,"d":"0.00"}]
[null,null,"G 木结构工程",null,null,"0",null,2467.17,310.03,{"v":0,"d":"0.00"}]
["58","010702003001","木檩","杉木圆檩条","m3","1.00","2394.33",2394.33,292.95,{"v":0,"d":"0.00"}]
["本页小计",{"$nulls":6},23633.32,4298.48,151.87]
[]
[]
[]
["分部分项工程量清单与计价表"]
["单位(专业)工程名称:温岭市住房保障和房管事务中心2019年度直管公房维护项目-市区部分",{"$nulls":8},"第6页 共15页"]
["序号","项目\n编码","项目名称","项目\n特征","计量\n单位","工程量","综合单价\n(元)","合价\n(元)","其中(元)",null,"备注"]
[{"$nulls":8},"人工费","机械费"]
["59","010703001001","屋面木基层","小青瓦屋面椽子基层:椽子40*60mm@200","m2","1.00","28.95",28.95,5.67,{"v":0,"d":"0.00"}]
["60","010703001002","屋面木基层","现浇屋面板上钉30*40顺水条、挂瓦条，面层刷防腐漆 一遍","m2","1.00","17.62",17.62,{"v":5,"d":"5.00"},{"v":0,"d":"0.00"}]
["61","010703001003","屋面木基层","椽子基层上钉30*40顺水条、挂瓦条，面层刷防腐漆 一遍","m2","1.00","26.27",26.27,6.41,{"v":0,"d":"0.00"}]
[null,null,"H 门窗工程",null,null,"0",null,5629.01,637.87,1.16]
["62","010801001001","木质门","1.木质镶板门（制作、安装、以及各类五金配件和锁具、人工等费用）","m2","1.00","184.74",184.74,54.63,0.24]
["63","010801001002","木质门","1.胶合板门（制作、安装、以及各类五金配件和锁具、人工等费用）","m2","1.00","205.75",205.75,63.54,0.29]
["64","010801001003","木质门","1.木质镶板门带通风百页（制作、安装、以及各类五金配件和锁具、人工等费用）","m2","1.00","236.43",236.43,74.34,0.33]
["65","010801001004","木质门","1.胶合板门带通风百页（制作、安装、以及各类五金配件和锁具、人工等费用）","m2","1.00","278.5",{"v":278.5,"d":"278.50"},86.46,{"v":0.3,"d":"0.30"}]
["66","010802001001","金属门","1.铝合金平开门制作、安装（包含玻璃、各类五金配件和锁具、人工等费用）","m2","1.00","398.9",{"v":398.9,"d":"398.90"},31.47,{"v":0,"d":"0.00"}]
["67","010802001002","金属门","1.铝合金推拉门制作、安装（包含玻璃、各类五金配件和锁具、人工等费用）","m2","1.00","361.59",361.59,21.46,{"v":0,"d":"0.00"}]
["68","010802001003","塑钢门","1.塑钢平开门制作、安装（包含玻璃、各类五金配件和锁具、人工等费用）","m2","1.00","316.81",316.81,34.62,{"v":0,"d":"0.00"}]
["69","010802001004","塑钢门","1.塑钢推拉门制作、安装（包含玻璃、各类五金配件和锁具、人工等费用）","m2","1.00","238.84",238.84,{"v":23.6,"d":"23.60"},{"v":0,"d":"0.00"}]
["70","010807001001","金属窗","1.普通型铝合金平开窗制作、安装（包含玻璃、各类五金配件和锁具、人工等费用）","m2","1.00","285.13",285.13,21.46,{"v":0,"d":"0.00"}]
["本页小计",{"$nulls":6},2579.53,428.66,1.16]
[]
[]
[]
["分部分项工程量清单与计价表"]
["单位(专业)工程名称:温岭市住房保障和房管事务中心2019年度直管公房维护项目-市区部分",{"$nulls":8},"第7页 共15页"]
["序号","项目\n编码","项目名称","项目\n特征","计量\n单位","工程量","综合单价\n(元)","合价\n(元)","其中(元)",null,"备注"]
[{"$nulls":8},"人工费","机械费"]
["71","010807001002","金属窗","1.普通型铝合金推拉窗制作、安装（包含玻璃、各类五金配件和锁具、人工等费用）","m2","1.00","351.97",351.97,32.32,{"v":0,"d":"0.00"}]
["72","010807001003","金属窗","1.普通型铝合金固定窗制作、安装（包含玻璃、各类五金配件和锁具、人工等费用）","m2","1.00","217.1",{"v":217.1,"d":"217.10"},17.91,{"v":0,"d":"0.00"}]
["73","010807001004","金属窗","1.普通型铝合金百页窗制作、安装（包含各类五金配件和锁具、人工等费用）","m2","1.00","328.2",{"v":328.2,"d":"328.20"},17.69,{"v":0,"d":"0.00"}]
["74","010807001005","塑钢窗","1.塑钢推拉窗制作、安装（包含玻璃、各类五金配件和锁具、人工等费用）","m2","1.00","229.01",229.01,{"v":23.6,"d":"23.60"},{"v":0,"d":"0.00"}]
["75","010807001006","塑钢窗","1.塑钢平开窗制作、安装（包含玻璃、各类五金配件和锁具、人工等费用）","m2","1.00","294.01",294.01,35.55,{"v":0,"d":"0.00"}]
["76","010807001007","塑钢窗","1.塑钢固定窗制作、安装（包含玻璃、各类五金配件和锁具、人工等费用）","m2","1.00","171.41",171.41,{"v":19.7,"d":"19.70"},{"v":0,"d":"0.00"}]
["77","010807001008","塑钢窗","1.塑钢百页窗制作、安装（包含玻璃、各类五金配件和锁具、人工等费用）","m2","1.00","228.97",228.97,19.46,{"v":0,"d":"0.00"}]
["78","010802001005","进户保安门","装饰成品钢质保温门（含五金配件及安装）","m2","1.00","725.17",725.17,{"v":0,"d":"0.00"},{"v":0,"d":"0.00"}]
["79","010802004001","防盗门","1.成品钢板防盗门\n2.含五金配件","m2","1.00","389.62",389.62,14.91,{"v":0,"d":"0.00"}]
["80","010801006001","门锁安装","1.执手门锁安装(单开)","把","1","132.47",132.47,26.25,{"v":0,"d":"0.00"}]
["81","010801006002","门锁安装","1.球形门锁安装","把","1","54.39",54.39,{"v":18.9,"d":"18.90"},{"v":0,"d":"0.00"}]
[null,null,"J 屋面及防水工程",null,null,"0",null,{"v":576.3,"d":"576.30"},101.39,3.85]
["82","010901001001","瓦屋面","1.屋面：1：3石灰黄泥浆铺盖小青瓦\n2.小青瓦原材料翻修用回","m2","1.00","42.17",42.17,15.64,{"v":1.1,"d":"1.10"}]
["本页小计",{"$nulls":6},3164.49,241.93,{"v":1.1,"d":"1.10"}]
[]
[]
[]
["分部分项工程量清单与计价表"]
["单位(专业)工程名称:温岭市住房保障和房管事务中心2019年度直管公房维护项目-市区部分",{"$nulls":8},"第8页 共15页"]
["序号","项目\n编码","项目名称","项目\n特征","计量\n单位","工程量","综合单价\n(元)","合价\n(元)","其中(元)",null,"备注"]
[{"$nulls":8},"人工费","机械费"]
["83","010901001002","小青瓦屋面","1.瓦规格：200×（180~200）\n2.1:3石灰黄泥浆铺盖小青瓦","m2","1.00","127.16",127.16,15.64,{"v":1.1,"d":"1.10"}]
["84","010901001003","小青瓦屋面","1.瓦规格：200×（180~200）\n2.屋面椽子基层上铺盖小青瓦","m2","1.00","96.06",96.06,8.37,{"v":0,"d":"0.00"}]
["85","010901001004","水泥彩瓦屋面","屋面杉木条基层上挂盖水泥彩瓦屋面规格：420*330","m2","1.00","47.79",47.79,6.81,{"v":0,"d":"0.00"}]
["86","010901001005","小青瓦屋脊","小青瓦屋脊","m2","1.00","18.3",{"v":18.3,"d":"18.30"},4.88,0.36]
["87","010901001006","水泥彩瓦屋脊","彩色屋脊瓦规格：420*220","m","1.00","32.6",{"v":32.6,"d":"32.60"},{"v":5.8,"d":"5.80"},0.56]
["88","010902001001","屋面卷材防水","1.3mm厚SBS改性沥青防水卷材平面","m2","1.00","40.18",40.18,6.21,{"v":0,"d":"0.00"}]
["89","010902001002","屋面卷材防水","1.3mm厚SBS改性沥青防水卷材立面","m2","1.00","43.99",43.99,8.69,{"v":0,"d":"0.00"}]
["90","010902003001","屋面刚性层","1.40厚C30细石混凝土（内配φ6@200双向钢筋网、另列）\n2.1:2水泥砂浆随捣随抹","m2","1.00","46.49",46.49,15.58,0.73]
["91","010902008001","屋面变形缝","屋面刚性层设置分仓缝\n1.按规范要求设置，间距不大于6m\n2.嵌缝用沥青","m","1.00","8.11",8.11,{"v":3.4,"d":"3.40"},{"v":0,"d":"0.00"}]
["92","010903002001","墙面涂膜防水","1.墙面涂刷1.5mm厚JS防水涂料","m2","1.00","38.6",{"v":38.6,"d":"38.60"},6.05,{"v":0,"d":"0.00"}]
["93","010904002001","楼（地）面涂膜防水","1.地面防水采用1.5mm厚JS防水涂料\n2.四周反边高度为300mm","m2","1.00","34.85",34.85,4.32,{"v":0,"d":"0.00"}]
[null,null,"K 保温、隔热、防腐工程",null,null,"0",null,586.46,74.09,6.24]
["94","011001001001","保温隔热屋面","1.屋面炉渣混凝土（CL7.5)","m3","1.00","547.76",547.76,67.16,6.21]
["本页小计",{"$nulls":6},1081.89,152.91,8.96]
[]
[]
[]
["分部分项工程量清单与计价表"]
["单位(专业)工程名称:温岭市住房保障和房管事务中心2019年度直管公房维护项目-市区部分",{"$nulls":8},"第9页 共15页"]
["序号","项目\n编码","项目名称","项目\n特征","计量\n单位","工程量","综合单价\n(元)","合价\n(元)","其中(元)",null,"备注"]
[{"$nulls":8},"人工费","机械费"]
["95","011001001002","保温隔热屋面","1.40厚屋面挤塑泡沫保温板","m2","1.00","38.7",{"v":38.7,"d":"38.70"},6.93,0.03]
[null,null,"L 楼地面装饰工程",null,null,"0",null,1310.81,426.29,5.66]
["96","011101001001","水泥砂浆楼地面","1.20mm厚1：3水泥砂浆找平层","m2","1.00","31",{"v":31,"d":"31.00"},15.72,0.39]
["97","011101001002","水泥砂浆楼地面","1.20mm厚1:2水泥砂浆楼地面\n2.素水泥浆一道","m2","1.00","19.19",19.19,8.04,{"v":0.3,"d":"0.30"}]
["98","011101003001","细石混凝土楼地面","1.30mm厚C20细石混凝土楼地面\n2.素水泥浆一道","m2","1.00","36.1",{"v":36.1,"d":"36.10"},{"v":16.6,"d":"16.60"},0.49]
["99","011102001001","石材楼地面","1.18mm厚654花岗岩面板\n2.20mm厚1;2.5水泥砂浆结合层\n3.107胶素水泥浆","m2","1.00","192.51",192.51,{"v":30.9,"d":"30.90"},0.67]
["100","011102003001","块料楼地面","1.600*600抛光砖\n2.30mm厚1：2.5水泥砂浆结合层\n3.素水泥浆抹灰","m2","1.00","135.18",135.18,{"v":31.1,"d":"31.10"},0.53]
["101","011105001001","水泥砂浆踢脚线","1.踢脚线高度：120mm\n2.9mm厚1：3水泥砂浆底层\n3.6mm厚1：2水泥砂浆面层","m2","1.00","46.6",{"v":46.6,"d":"46.60"},28.02,0.42]
["102","011105002001","石材踢脚线","1.1：3水泥砂浆抹底灰\n2.640花岗岩板踢脚线","m2","1.00","220.32",220.32,49.78,0.45]
["103","011105003001","块料踢脚线","1.1：3水泥砂浆抹底灰\n2.抛光砖踢脚线","m2","1.00","178.43",178.43,60.29,0.39]
["104","011106001001","石材楼梯面层","1.18mm芝麻灰花岗岩板面、楼梯踏步嵌铜条\n2.30mm1：3水泥砂浆结合层\n3.107胶素水泥浆","m2","1.00","293.45",293.45,95.06,{"v":0.6,"d":"0.60"}]
["本页小计",{"$nulls":6},1191.48,342.44,4.27]
[]
[]
[]
["分部分项工程量清单与计价表"]
["单位(专业)工程名称:温岭市住房保障和房管事务中心2019年度直管公房维护项目-市区部分",{"$nulls":8},"第10页 共15页"]
["序号","项目\n编码","项目名称","项目\n特征","计量\n单位","工程量","综合单价\n(元)","合价\n(元)","其中(元)",null,"备注"]
[{"$nulls":8},"人工费","机械费"]
["105","011106004001","水泥砂浆楼梯面层","1.20mm厚1：3水泥砂浆找平\n2.5mm厚1：2水泥砂浆压光","m2","1.00","118.61",118.61,69.93,0.85]
["106","011106001002","石材磨边","1.踢脚线磨斜边","m","1.00","10.55",10.55,5.25,{"v":0,"d":"0.00"}]
["107","011106001003","楼梯踏步铜嵌条","1.楼梯踏步铜嵌条","m","1.00","28.87",28.87,{"v":15.6,"d":"15.60"},0.57]
[null,null,"M 墙、柱面装饰与隔断、幕墙工程",null,null,"0",null,650.33,323.47,3.48]
["108","011201001001","界面剂","1.梁、柱混凝土面刷界面剂","m2","1.00","7.6",{"v":7.6,"d":"7.60"},5.13,{"v":0,"d":"0.00"}]
["109","011201001002","墙面水泥砂浆抹灰","1.墙面采用14mm厚1：3水泥砂浆打底，6mm厚1:2.5水泥砂浆抹平压光","m2","1.00","28.15",28.15,14.97,0.38]
["110","011201001003","墙面混合砂浆抹灰","1.墙面采用14mm厚1：1：6混合砂浆打底，6mm厚1:1:4混合砂浆抹平压光","m2","1.00","31",{"v":31,"d":"31.00"},15.91,0.38]
["111","011202001001","柱、梁面水泥砂浆抹灰","1.柱、梁面采用14mm厚1：3水泥砂浆打底，6mm厚1:2.5水泥砂浆抹平压光","m2","1.00","33.82",33.82,19.47,0.37]
["112","011202001002","柱、梁面混合砂浆抹灰","1.柱、梁采用14mm厚1：1：6混合砂浆打底，6mm厚1:1:4混合砂浆抹平压光","m2","1.00","36.96",36.96,20.69,0.37]
["113","011203001001","零星项目水泥砂浆抹灰","1.采用14mm厚1：3水泥砂浆打底，6mm厚1:2.5水泥砂浆抹平压光","m2","1.00","60.22",60.22,39.34,0.37]
["114","011203001002","零星项目混合抹灰","1.采用14mm厚1：1：6混合砂浆打底，6mm厚1:1:4混合砂浆抹平压光","m2","1.00","65.09",65.09,41.86,0.37]
["115","011204003001","内墙面：300×600瓷砖","1.基层：15mm厚1:2.5水泥砂浆抹灰\n2.面层：300×600瓷砖饰面","m2","1.00","131.6",{"v":131.6,"d":"131.60"},{"v":47.3,"d":"47.30"},{"v":0.4,"d":"0.40"}]
["116","011204003002","内墙面：300×300瓷砖","1.基层：15mm厚1:2.5水泥砂浆抹灰\n2.面层：300×300瓷砖饰面","m2","1.00","134.88",134.88,53.92,{"v":0.4,"d":"0.40"}]
["117","011204003003","外墙面砖墙面","1.基层：15mm厚1:2.5水泥砂浆抹灰\n2.面层：45×95外墙面砖","m2","1.00","121.01",121.01,64.88,0.44]
["本页小计",{"$nulls":6},808.36,414.25,{"v":4.9,"d":"4.90"}]
[]
[]
["分部分项工程量清单与计价表"]
["单位(专业)工程名称:温岭市住房保障和房管事务中心2019年度直管公房维护项目-市区部分",{"$nulls":8},"第11页 共15页"]
["序号","项目\n编码","项目名称","项目\n特征","计量\n单位","工程量","综合单价\n(元)","合价\n(元)","其中(元)",null,"备注"]
[{"$nulls":8},"人工费","机械费"]
[null,null,"N 天棚工程",null,null,"0",null,848.86,255.48,0.44]
["118","011301001001","水泥砂浆天棚抹灰","1.混凝土面采用界面剂处理\n2.15mm厚1:2.5水泥砂浆抹灰","m2","1.00","33.69",33.69,20.09,0.22]
["119","011301001002","混合砂浆天棚抹灰","1.混凝土面采用界面剂处理\n2.15mm厚1：1：6水泥砂浆抹灰","m2","1.00","37.53",37.53,22.06,0.22]
["120","011302001001","吊顶天棚","1.铝板吊顶","m2","1.00","189.27",189.27,31.56,{"v":0,"d":"0.00"}]
["121","011302001002","木工骨石膏板吊顶","1.天棚骨架：木龙骨骨架，单层\n2.饰面层：9mm厚石膏板","m2","1.00","91.77",91.77,26.54,{"v":0,"d":"0.00"}]
["122","011302001003","轻钢龙骨石膏板吊顶","1.天棚骨架：U38轻钢龙骨\n2.饰面层：9mm厚石膏板","m2","1.00","79.21",79.21,31.39,{"v":0,"d":"0.00"}]
["123","011302001004","轻钢龙骨石膏板吊顶","1.天棚骨架：U50轻钢龙骨\n2.饰面层：9mm厚石膏板","m2","1.00","82.69",82.69,32.28,{"v":0,"d":"0.00"}]
["124","011302001005","吊顶天棚","1.天棚骨架：木龙骨骨架，单层\n2.饰面层：PVC板饰面，塑料角线","m2","1.00","119.36",119.36,27.43,{"v":0,"d":"0.00"}]
["125","011302001006","吊顶天棚","1.天棚骨架：U38轻钢龙骨\n2.饰面层：PVC板饰面，塑料角线","m2","1.00","105.93",105.93,31.62,{"v":0,"d":"0.00"}]
["126","011302001007","吊顶天棚","1.天棚骨架：U50轻钢龙骨\n2.饰面层：PVC板饰面，塑料角线","m2","1.00","109.41",109.41,32.51,{"v":0,"d":"0.00"}]
[null,null,"P 油漆、涂料、裱糊工程",null,null,"0",null,273.86,106.04,{"v":0,"d":"0.00"}]
["127","011407001001","外墙弹性涂料（拉毛）","1.外墙面水泥砂浆抹灰\n2.外墙面满批防水腻子2遍\n3.外墙面涂刷弹性涂料（一底一中一面）三层","m2","1.00","54.72",54.72,11.27,{"v":0,"d":"0.00"}]
["本页小计",{"$nulls":6},903.58,266.75,0.44]
[]
[]
[]
["分部分项工程量清单与计价表"]
["单位(专业)工程名称:温岭市住房保障和房管事务中心2019年度直管公房维护项目-市区部分",{"$nulls":8},"第12页 共15页"]
["序号","项目\n编码","项目名称","项目\n特征","计量\n单位","工程量","综合单价\n(元)","合价\n(元)","其中(元)",null,"备注"]
[{"$nulls":8},"人工费","机械费"]
["128","011407001002","外墙弹性涂料（平涂）","1.外墙面水泥砂浆抹灰\n2.外墙面满批防水腻子2遍\n3.外墙面涂刷弹性涂料（一底一中一面）三层","m2","1.00","49.26",49.26,11.27,{"v":0,"d":"0.00"}]
["129","011407001003","内墙面乳胶漆面层","1.内墙水泥混合砂浆抹灰\n2.内墙满批普通腻子2遍\n3.刷、喷乳胶漆2遍","m2","1.00","34.27",34.27,7.47,{"v":0,"d":"0.00"}]
["130","011407001004","批白水泥","1.批白水泥二遍","m2","1.00","13.63",13.63,1.04,{"v":0,"d":"0.00"}]
["131","011401001001","木门油漆","单层木门~聚脂清漆三遍","m2","1.00","63.78",63.78,35.12,{"v":0,"d":"0.00"}]
["132","011401001002","木门油漆","1.底油一遍、刮腻子\n2.调和漆二遍","m2","1.00","46.62",46.62,{"v":31.5,"d":"31.50"},{"v":0,"d":"0.00"}]
["133","011403001001","木扶手油漆","1.刷底油1遍，刮腻子\n2.刷调和漆2遍","m","1.00","11.58",11.58,8.37,{"v":0,"d":"0.00"}]
[null,null,"Q 其他装饰工程",null,null,"0",null,808.18,116.65,{"v":0,"d":"0.00"}]
["134","011503001001","不锈钢栏杆 H=1100mm","1.阳台304不锈钢栏杆H=1100mm\n2.管材厚度及规格详有关图集规定","m","1.00","254.5",{"v":254.5,"d":"254.50"},{"v":28.8,"d":"28.80"},{"v":0,"d":"0.00"}]
["135","011503001002","不锈钢栏杆 H=300mm","1.阳台304不锈钢栏杆H=300mm\n2.管材厚度及规格详有关图集规定","m","1.00","147.7",{"v":147.7,"d":"147.70"},{"v":28.8,"d":"28.80"},{"v":0,"d":"0.00"}]
["136","011503001003","靠墙扶手","参15J403-1图集E4页K7","m","1.00","123.16",123.16,{"v":28.2,"d":"28.20"},{"v":0,"d":"0.00"}]
["137","011503002001","硬木扶手","楼梯木扶手钢栏杆,参15J403-1图集B15页A4a型25","m","1.00","282.82",282.82,30.85,{"v":0,"d":"0.00"}]
[null,null,"R 拆除工程",null,null,"0",null,2066.31,862.55,605.34]
["138","011601001001","砖砌体拆除","1.空心砖墙拆除","m3","1.00","92.53",92.53,69.92,{"v":0,"d":"0.00"}]
["本页小计",{"$nulls":6},1119.85,281.34,{"v":0,"d":"0.00"}]
[]
[]
[]
["分部分项工程量清单与计价表"]
["单位(专业)工程名称:温岭市住房保障和房管事务中心2019年度直管公房维护项目-市区部分",{"$nulls":8},"第13页 共15页"]
["序号","项目\n编码","项目名称","项目\n特征","计量\n单位","工程量","综合单价\n(元)","合价\n(元)","其中(元)",null,"备注"]
[{"$nulls":8},"人工费","机械费"]
["139","011601001002","砖砌体拆除","1.实心砖墙拆除","m3","1.00","150.32",150.32,70.66,36.78]
["140","011602001001","混凝土构件拆除","1.混凝土无筋基础拆除","m3","1.00","196.1",{"v":196.1,"d":"196.10"},{"v":69.7,"d":"69.70"},68.51]
["141","011602002001","钢筋混凝土构件拆除","1.混凝土有筋基础拆除","m3","1.00","271.68",271.68,104.55,87.91]
["142","011602002002","钢筋混凝土构件拆除","1.混凝土梁、柱拆除","m3","1.00","422.14",422.14,{"v":156.4,"d":"156.40"},140.48]
["143","011602002003","钢筋混凝土构件拆除","1.混凝土墙、板、雨蓬拆除","m3","1.00","376.07",376.07,{"v":128.8,"d":"128.80"},134.24]
["144","011604001001","平面抹灰层拆除","1.水泥砂浆地面拆除","m2","1.00","15.22",15.22,{"v":11.5,"d":"11.50"},{"v":0,"d":"0.00"}]
["145","011604002001","立面抹灰层拆除","1.水泥砂浆墙面拆除","m2","1.00","7.65",7.65,5.79,{"v":0,"d":"0.00"}]
["146","011604002002","立面抹灰层拆除","1.石灰砂浆墙面拆除","m2","1.00","6.28",6.28,4.74,{"v":0,"d":"0.00"}]
["147","011604003001","天棚抹灰面拆除","1.天棚抹灰面拆除","m2","1.00","7.44",7.44,5.63,{"v":0,"d":"0.00"}]
["148","011605001001","平面块料拆除","1.地砖、缸砖地面拆除","m2","1.00","20.96",20.96,15.84,{"v":0,"d":"0.00"}]
["149","011605001002","平面块料拆除","1.大理石、花岗石地面拆除","m2","1.00","19.86",19.86,{"v":15,"d":"15.00"},{"v":0,"d":"0.00"}]
["150","011605002001","立面块料拆除","1.干挂大理石、花岗石墙面拆除","m2","1.00","3.84",3.84,{"v":2.9,"d":"2.90"},{"v":0,"d":"0.00"}]
["151","011605002002","立面块料拆除","1.湿贴大理石、花岗石墙面拆除","m2","1.00","9.13",9.13,{"v":6.9,"d":"6.90"},{"v":0,"d":"0.00"}]
["152","011605002003","立面块料拆除","1.瓷砖、面砖墙面拆除","m2","1.00","10.13",10.13,7.65,{"v":0,"d":"0.00"}]
["153","011606002001","墙柱面龙骨及饰面拆除","1.墙柱面龙骨及饰面拆除","m2","1.00","5.44",5.44,4.11,{"v":0,"d":"0.00"}]
["154","011607001001","刚性层拆除","1.混凝土其他块体拆除","m2","1.00","392.68",392.68,{"v":138,"d":"138.00"},137.42]
["本页小计",{"$nulls":6},1914.94,748.17,605.34]
[]
[]
[]
["分部分项工程量清单与计价表"]
["单位(专业)工程名称:温岭市住房保障和房管事务中心2019年度直管公房维护项目-市区部分",{"$nulls":8},"第14页 共15页"]
["序号","项目\n编码","项目名称","项目\n特征","计量\n单位","工程量","综合单价\n(元)","合价\n(元)","其中(元)",null,"备注"]
[{"$nulls":8},"人工费","机械费"]
["155","011608002001","铲除涂料面","1.抹灰面铲涂料","m2","1.00","5.41",5.41,4.08,{"v":0,"d":"0.00"}]
["156","011610001001","木门窗拆除","1.木门窗拆除","m2","1.00","13.94",13.94,10.54,{"v":0,"d":"0.00"}]
["157","011610002001","金属门窗拆除","1.金属门窗拆除","m2","1.00","16.48",16.48,12.45,{"v":0,"d":"0.00"}]
["158","011609001001","栏杆、栏板拆除","金属栏杆拆除","m","1.00","23.01",23.01,17.39,{"v":0,"d":"0.00"}]
[null,null,"其他工程",null,null,"0",null,1959.05,101.69,25.38]
["159","01B001","零星点工","1.计工日零星点工","工日","1","283.96",283.96,{"v":0,"d":"0.00"},{"v":0,"d":"0.00"}]
["160","01B002","玻璃钢化粪池安装","1.玻璃钢化粪池安装","m3","1.00","1092.13",1092.13,{"v":0,"d":"0.00"},{"v":0,"d":"0.00"}]
["161","01B003","小青瓦屋面拆除","1.小青瓦屋面拆除（含基层）","m2","1.00","20.54",20.54,{"v":0,"d":"0.00"},{"v":0,"d":"0.00"}]
["162","01B004","排水沟盖板","1.排水沟盖板","m2","1.00","286.23",286.23,{"v":9.2,"d":"9.20"},{"v":0.4,"d":"0.40"}]
["163","01B005","换雨水斗","1.换雨水斗","个","1","14.87",14.87,{"v":0,"d":"0.00"},{"v":0,"d":"0.00"}]
["164","031001006001","塑料管","1.排水管DE110*3.2","m","1.00","43.43",43.43,13.48,{"v":0,"d":"0.00"}]
["165","031001006002","塑料管","1.排水管de75*2.3","m","1.00","28.29",28.29,11.11,{"v":0,"d":"0.00"}]
["166","01B006","门窗边侧修补粉刷","门窗侧修补及粉刷(含白水泥批白二遍)","m","1.00","20.54",20.54,{"v":0,"d":"0.00"},{"v":0,"d":"0.00"}]
["167","01B007","木结构、砖混结构房子拆除","1.木结构、砖混结构房子拆除\n2.拆除垃圾外运另计","m2","1.00","41.06",41.06,{"v":0,"d":"0.00"},{"v":0,"d":"0.00"}]
["168","01B008","汽车运建筑垃圾","1.汽车运建筑垃圾~运距7KM","m3","1.00","128",{"v":128,"d":"128.00"},{"v":67.9,"d":"67.90"},24.98]
["本页小计",{"$nulls":6},2017.89,146.15,25.38]
[]
[]
[]
["分部分项工程量清单与计价表"]
["单位(专业)工程名称:温岭市住房保障和房管事务中心2019年度直管公房维护项目-市区部分",{"$nulls":8},"第15页 共15页"]
["序号","项目\n编码","项目名称","项目\n特征","计量\n单位","工程量","综合单价\n(元)","合价\n(元)","其中(元)",null,"备注"]
[{"$nulls":8},"人工费","机械费"]
{"$rows_empty":15}
["合计",{"$nulls":6},58958.28,11867.38,1009.11]

{"sheet":"工程量清单综合单价计算表","index":1,"n_rows":607,"n_cols":18,"rows_kept":607,"merged":[[0,0,0,17],[1,0,1,9],[1,10,1,17],[2,0,3,0],[2,1,3,1],[2,2,3,2],[2,3,3,3],[2,4,3,4],[2,5,2,16],[2,17,3,17],[15,0,15,17],[16,0,16,9],[16,10,16,17],[17,0,18,0],[17,1,18,1],[17,2,18,2],[17,3,18,3],[17,4,18,4],[17,5,17,16],[17,17,18,17],[33,0,33,17],[34,0,34,9],[34,10,34,17],[35,0,36,0],[35,1,36,1],[35,2,36,2],[35,3,36,3],[35,4,36,4],[35,5,35,16],[35,17,36,17],[50,0,50,17],[51,0,51,9],[51,10,51,17],[52,0,53,0],[52,1,53,1],[52,2,53,2],[52,3,53,3],[52,4,53,4],[52,5,52,16],[52,17,53,17],[68,0,68,17],[69,0,69,9],[69,10,69,17],[70,0,71,0],[70,1,71,1],[70,2,71,2],[70,3,71,3],[70,4,71,4],[70,5,70,16],[70,17,71,17],[85,0,85,17],[86,0,86,9],[86,10,86,17],[87,0,88,0],[87,1,88,1],[87,2,88,2],[87,3,88,3],[87,4,88,4],[87,5,87,16],[87,17,88,17],[104,0,104,17],[105,0,105,9],[105,10,105,17],[106,0,107,0],[106,1,107,1],[106,2,107,2],[106,3,107,3],[106,4,107,4],[106,5,106,16],[106,17,107,17],[122,0,122,17],[123,0,123,9],[123,10,123,17],[124,0,125,0],[124,1,125,1],[124,2,125,2],[124,3,125,3],[124,4,125,4],[124,5,124,16],[124,17,125,17],[140,0,140,17],[141,0,141,9],[141,10,141,17],[142,0,143,0],[142,1,143,1],[142,2,143,2],[142,3,143,3],[142,4,143,4],[142,5,142,16],[142,17,143,17],[158,0,158,17],[159,0,159,9],[159,10,159,17],[160,0,161,0],[160,1,161,1],[160,2,161,2],[160,3,161,3],[160,4,161,4],[160,5,160,16],[160,17,161,17],[177,0,177,17],[178,0,178,9],[178,10,178,17],[179,0,180,0],[179,1,180,1],[179,2,180,2],[179,3,180,3],[179,4,180,4],[179,5,179,16],[179,17,180,17],[199,0,199,17],[200,0,200,9],[200,10,200,17],[201,0,202,0],[201,1,202,1],[201,2,202,2],[201,3,202,3],[201,4,202,4],[201,5,201,16],[201,17,202,17],[219,0,219,17],[220,0,220,9],[220,10,220,17],[221,0,222,0],[221,1,222,1],[221,2,222,2],[221,3,222,3],[221,4,222,4],[221,5,221,16],[221,17,222,17],[237,0,237,17],[238,0,238,9],[238,10,238,17],[239,0,240,0],[239,1,240,1],[239,2,240,2],[239,3,240,3],[239,4,240,4],[239,5,239,16],[239,17,240,17],[254,0,254,17],[255,0,255,9],[255,10,255,17],[256,0,257,0],[256,1,257,1],[256,2,257,2],[256,3,257,3],[256,4,257,4],[256,5,256,16],[256,17,257,17],[274,0,274,17],[275,0,275,9],[275,10,275,17],[276,0,277,0],[276,1,277,1],[276,2,277,2],[276,3,277,3],[276,4,277,4],[276,5,276,16],[276,17,277,17],[293,0,293,17],[294,0,294,9],[294,10,294,17],[295,0,296,0],[295,1,296,1],[295,2,296,2],[295,3,296,3],[295,4,296,4],[295,5,295,16],[295,17,296,17],[312,0,312,17],[313,0,313,9],[313,10,313,17],[314,0,315,0],[314,1,315,1],[314,2,315,2],[314,3,315,3],[314,4,315,4],[314,5,314,16],[314,17,315,17],[333,0,333,17],[334,0,334,9],[334,10,334,17],[335,0,336,0],[335,1,336,1],[335,2,336,2],[335,3,336,3],[335,4,336,4],[335,5,335,16],[335,17,336,17],[352,0,352,17],[353,0,353,9],[353,10,353,17],[354,0,355,0],[354,1,355,1],[354,2,355,2],[354,3,355,3],[354,4,355,4],[354,5,354,16],[354,17,355,17],[370,0,370,17],[371,0,371,9],[371,10,371,17],[372,0,373,0],[372,1,373,1],[372,2,373,2],[372,3,373,3],[372,4,373,4],[372,5,372,16],[372,17,373,17],[390,0,390,17],[391,0,391,9],[391,10,391,17],[392,0,393,0],[392,1,393,1],[392,2,393,2],[392,3,393,3],[392,4,393,4],[392,5,392,16],[392,17,393,17],[407,0,407,17],[408,0,408,9],[408,10,408,17],[409,0,410,0],[409,1,410,1],[409,2,410,2],[409,3,410,3],[409,4,410,4],[409,5,409,16],[409,17,410,17],[426,0,426,17],[427,0,427,9],[427,10,427,17],[428,0,429,0],[428,1,429,1],[428,2,429,2],[428,3,429,3],[428,4,429,4],[428,5,428,16],[428,17,429,17],[446,0,446,17],[447,0,447,9],[447,10,447,17],[448,0,449,0],[448,1,449,1],[448,2,449,2],[448,3,449,3],[448,4,449,4],[448,5,448,16],[448,17,449,17],[464,0,464,17],[465,0,465,9],[465,10,465,17],[466,0,467,0],[466,1,467,1],[466,2,467,2],[466,3,467,3],[466,4,467,4],[466,5,466,16],[466,17,467,17],[482,0,482,17],[483,0,483,9],[483,10,483,17],[484,0,485,0],[484,1,485,1],[484,2,485,2],[484,3,485,3],[484,4,485,4],[484,5,484,16],[484,17,485,17],[501,0,501,17],[502,0,502,9],[502,10,502,17],[503,0,504,0],[503,1,504,1],[503,2,504,2],[503,3,504,3],[503,4,504,4],[503,5,503,16],[503,17,504,17],[523,0,523,17],[524,0,524,9],[524,10,524,17],[525,0,526,0],[525,1,526,1],[525,2,526,2],[525,3,526,3],[525,4,526,4],[525,5,525,16],[525,17,526,17],[545,0,545,17],[546,0,546,9],[546,10,546,17],[547,0,548,0],[547,1,548,1],[547,2,548,2],[547,3,548,3],[547,4,548,4],[547,5,547,16],[547,17,548,17],[567,0,567,17],[568,0,568,9],[568,10,568,17],[569,0,570,0],[569,1,570,1],[569,2,570,2],[569,3,570,3],[569,4,570,4],[569,5,569,16],[569,17,570,17],[588,0,588,17],[589,0,589,9],[589,10,589,17],[590,0,591,0],[590,1,591,1],[590,2,591,2],[590,3,591,3],[590,4,591,4],[590,5,590,16],[590,17,591,17],[606,0,606,16]]}
["工程量清单综合单价计算表"]
["单位(专业)工程名称:温岭市住房保障和房管事务中心2019年度直管公房维护项目-市区部分",{"$nulls":9},"第1页 共32页"]
["序\n号","编号","名称","计量\n单位","数量","综合单价(元)",{"$nulls":11},"合计\n(元)"]
[{"$nulls":5},"人工费","材料费","机械费","管理费","利润","风险\n费用","组织\n措施","排污费、\n社保费、\n公积金","危险作业\n意外伤害\n保险费","农民工工\n伤保险费","税金","小计"]
[null,"A.1","A 土石方工程",null,"0",{"$nulls":12},125.73]
["1","010101003001","挖沟槽土方:1.土壤类别：三类土\n2.挖土部位：基础\n3.挖土方式;人工挖土，深度1.5M以内","m3","1.00",26.78,null,null,2.14,1.07,null,1.18,1.31,null,0.06,2.93,35.47,35.47]
[null,"1-8","挖地槽、地坑 深1.5m以内 三类土","m3","1",26.78,null,null,2.14,1.07,null,1.18,1.31,null,0.06,2.93,35.47,35.47]
["2","010101003002","挖沟槽土方:1、土壤类别：一、二类土\n2、挖土部位：基础\n3、挖土方式;人工挖土，深度1.5M以内","m3","1.00",15.05,null,null,{"v":1.2,"d":"1.20"},{"v":0.6,"d":"0.60"},null,0.66,0.74,null,0.04,1.65,19.94,19.94]
[null,"1-7","挖地槽、地坑 深1.5m以内 一、二类土","m3","1",15.05,null,null,{"v":1.2,"d":"1.20"},{"v":0.6,"d":"0.60"},null,0.66,0.74,null,0.04,1.65,19.94,19.94]
["3","010101003003","挖沟槽土方:1、土壤类别：三类土\n2、挖土部位：基础\n3、挖土方式;机械挖土，深度3M以内，自卸汽车运土1KM内","m3","1.00",4.43,null,8.06,1.58,0.79,null,0.88,0.97,null,0.04,1.51,18.26,18.26]
[null,"1-33","反铲挖掘机挖三类土 深度2m以内","m3","1",4.02,null,2.33,{"v":0.7,"d":"0.70"},0.35,null,0.39,0.43,null,0.02,0.74,8.98,8.98]
[null,"1-67","自卸汽车~运土1km内","m3","1",0.41,null,5.73,0.88,0.44,null,0.49,0.54,null,0.02,0.77,9.28,9.28]
[]
[]
[]
["工程量清单综合单价计算表"]
["单位(专业)工程名称:温岭市住房保障和房管事务中心2019年度直管公房维护项目-市区部分",{"$nulls":9},"第2页 共32页"]
["序\n号","编号","名称","计量\n单位","数量","综合单价(元)",{"$nulls":11},"合计\n(元)"]
[{"$nulls":5},"人工费","材料费","机械费","管理费","利润","风险\n费用","组织\n措施","排污费、\n社保费、\n公积金","危险作业\n意外伤害\n保险费","农民工工\n伤保险费","税金","小计"]
["4","010101003004","挖沟槽土方:1、土壤类别：一、二类土\n2、挖土部位：基础\n3、挖土方式;机械挖土，深度3M以内，自卸汽车运土1KM内","m3","1.00",1.97,null,7.58,1.31,0.66,null,0.73,{"v":0.8,"d":"0.80"},null,0.03,1.18,14.26,14.26]
[null,"1-30","反铲挖掘机挖一、二类土 深度4m以内","m3","1",1.56,null,1.85,0.43,0.22,null,0.24,0.26,null,0.01,0.41,4.98,4.98]
[null,"1-67","自卸汽车~运土1km内","m3","1",0.41,null,5.73,0.88,0.44,null,0.49,0.54,null,0.02,0.77,9.28,9.28]
["5","010103001001","回填方:人工土方就地回填夯实","m3","1.00",11.39,null,0.15,0.94,0.47,null,0.52,0.57,null,0.03,1.27,15.34,15.34]
[null,"1-18","就地回填土 夯实","m3","1",11.39,null,0.15,0.94,0.47,null,0.52,0.57,null,0.03,1.27,15.34,15.34]
["6","010103002001","余方弃置:1.自卸汽车运土~运距7km","m3","1.00",0.41,null,14.39,2.16,1.08,null,{"v":1.2,"d":"1.20"},1.33,null,0.04,1.85,22.46,22.46]
[null,"1-67+1-68*6换","自卸汽车~运距7(km)","m3","1",0.41,null,14.39,2.16,1.08,null,{"v":1.2,"d":"1.20"},1.33,null,0.04,1.85,22.46,22.46]
[null,"A.4","D 砌 筑 工 程",null,"0",{"$nulls":12},11410.81]
["7","010401001001","砖基础:1.混凝土实心砖基础;强度等级MU20，规格240*115*53\n2.砂浆强度M10.0","m3","1.00",93.84,313.79,{"v":3.8,"d":"3.80"},7.78,3.89,null,{"v":4.3,"d":"4.30"},4.76,null,0.84,38.97,471.97,471.97]
[null,"3-13","混凝土实心砖基础 240×115×53","m3","1",93.84,313.79,{"v":3.8,"d":"3.80"},7.78,3.89,null,{"v":4.3,"d":"4.30"},4.76,null,0.84,38.97,471.97,471.97]
["8","010401001002","砖基础:1.烧结页岩砖实心砖基础;规格240*115*53\n2.砂浆强度M10.0","m3","1.00",91.08,431.06,{"v":3.8,"d":"3.80"},7.56,3.78,null,4.18,4.63,null,1.06,49.24,596.39,596.39]
[]
[]
[]
["工程量清单综合单价计算表"]
["单位(专业)工程名称:温岭市住房保障和房管事务中心2019年度直管公房维护项目-市区部分",{"$nulls":9},"第3页 共32页"]
["序\n号","编号","名称","计量\n单位","数量","综合单价(元)",{"$nulls":11},"合计\n(元)"]
[{"$nulls":5},"人工费","材料费","机械费","管理费","利润","风险\n费用","组织\n措施","排污费、\n社保费、\n公积金","危险作业\n意外伤害\n保险费","农民工工\n伤保险费","税金","小计"]
[null,"3-15","烧结普通砖基础","m3","1",91.08,431.06,{"v":3.8,"d":"3.80"},7.56,3.78,null,4.18,4.63,null,1.06,49.24,596.39,596.39]
["9","010401003001","实心砖墙:1.混凝土标准砖 240*115*53\n2.砂浆强度：M7.5混合砂浆\n3.墙体厚度：240mm","m3","1.00",123.28,323.44,{"v":3.9,"d":"3.90"},10.12,5.07,null,{"v":5.6,"d":"5.60"},{"v":6.2,"d":"6.20"},null,0.93,43.07,521.61,521.61]
[null,"3-20","混凝土实心砖 墙厚1砖墙","m3","1",123.28,323.44,{"v":3.9,"d":"3.90"},10.12,5.07,null,{"v":5.6,"d":"5.60"},{"v":6.2,"d":"6.20"},null,0.93,43.07,521.61,521.61]
["10","010401003002","实心砖墙:1.混凝土标准砖 240*115*53\n2.砂浆强度：M7.5混合砂浆\n3.墙体厚度：120mm","m3","1.00",161.92,324.29,{"v":3.3,"d":"3.30"},13.13,6.58,null,7.26,8.05,null,1.02,{"v":47.3,"d":"47.30"},572.85,572.85]
[null,"3-22","混凝土实心砖 墙厚1/2砖","m3","1",161.92,324.29,{"v":3.3,"d":"3.30"},13.13,6.58,null,7.26,8.05,null,1.02,{"v":47.3,"d":"47.30"},572.85,572.85]
["11","010401003003","实心砖墙:1.烧结页岩实心砖 240*115*53\n2.砂浆强度：M7.5混合砂浆\n3.墙体厚度：240mm","m3","1.00",120.52,439.98,{"v":3.9,"d":"3.90"},{"v":9.9,"d":"9.90"},4.96,null,5.47,6.07,null,1.15,53.28,645.23,645.23]
[null,"3-45","砌烧结普通砖墙 厚1砖","m3","1",120.52,439.98,{"v":3.9,"d":"3.90"},{"v":9.9,"d":"9.90"},4.96,null,5.47,6.07,null,1.15,53.28,645.23,645.23]
["12","010401003004","实心砖墙:1.烧结页岩实心砖 240*115*53\n2.砂浆强度：M7.5混合砂浆\n3.墙体厚度：120mm","m3","1.00",{"v":156.4,"d":"156.40"},{"v":446.4,"d":"446.40"},{"v":3.3,"d":"3.30"},{"v":12.7,"d":"12.70"},6.36,null,7.02,7.78,null,1.25,57.71,698.92,698.92]
[null,"3-47","砌烧结普通砖墙 厚1/2砖","m3","1",{"v":156.4,"d":"156.40"},{"v":446.4,"d":"446.40"},{"v":3.3,"d":"3.30"},{"v":12.7,"d":"12.70"},6.36,null,7.02,7.78,null,1.25,57.71,698.92,698.92]
["13","010401004001","多孔砖墙:1.混凝多孔砖 240×115×90\n2.砂浆强度：M7.5混合砂浆\n3.墙体厚度：240mm","m3","1.00",98.44,265.94,{"v":3.1,"d":"3.10"},8.08,4.05,null,4.47,4.95,null,0.76,35.08,424.87,424.87]
[]
[]
[]
["工程量清单综合单价计算表"]
["单位(专业)工程名称:温岭市住房保障和房管事务中心2019年度直管公房维护项目-市区部分",{"$nulls":9},"第4页 共32页"]
["序\n号","编号","名称","计量\n单位","数量","综合单价(元)",{"$nulls":11},"合计\n(元)"]
[{"$nulls":5},"人工费","材料费","机械费","管理费","利润","风险\n费用","组织\n措施","排污费、\n社保费、\n公积金","危险作业\n意外伤害\n保险费","农民工工\n伤保险费","税金","小计"]
[null,"3-36","混凝土砌多孔砖墙  厚1砖","m3","1",98.44,265.94,{"v":3.1,"d":"3.10"},8.08,4.05,null,4.47,4.95,null,0.76,35.08,424.87,424.87]
["14","010401004002","多孔砖墙:1.混凝多孔砖 240×115×90\n2.砂浆强度：M7.5混合砂浆\n3.墙体厚度：120mm","m3","1.00",{"v":128.8,"d":"128.80"},263.31,{"v":2.5,"d":"2.50"},10.44,5.23,null,5.77,6.39,null,0.82,38.09,461.35,461.35]
[null,"3-37","混凝土砌多孔砖墙  厚1/2砖","m3","1",{"v":128.8,"d":"128.80"},263.31,{"v":2.5,"d":"2.50"},10.44,5.23,null,5.77,6.39,null,0.82,38.09,461.35,461.35]
["15","010401004003","多孔砖墙:1.烧结页岩多孔砖 240×115×90\n2.砂浆强度：M7.5混合砂浆\n3.墙体厚度：240mm","m3","1.00",95.68,344.11,{"v":3.2,"d":"3.20"},7.87,3.94,null,4.35,4.82,null,{"v":0.9,"d":"0.90"},41.84,506.71,506.71]
[null,"3-59","砌烧结多孔砖墙 厚1砖","m3","1",95.68,344.11,{"v":3.2,"d":"3.20"},7.87,3.94,null,4.35,4.82,null,{"v":0.9,"d":"0.90"},41.84,506.71,506.71]
["16","010401004004","多孔砖墙:1.烧结页岩多孔砖 240×115×90\n2.砂浆强度：M7.5混合砂浆\n3.墙体厚度：120mm","m3","1.00",125.12,344.68,{"v":2.5,"d":"2.50"},10.14,5.08,null,5.61,6.22,null,0.97,45.03,545.35,545.35]
[null,"3-60","砌烧结多孔砖墙 厚1/2砖","m3","1",125.12,344.68,{"v":2.5,"d":"2.50"},10.14,5.08,null,5.61,6.22,null,0.97,45.03,545.35,545.35]
["17","010401012001","零星砌砖:1.混凝土标准砖 240*115*53\n2.砂浆强度：M7.5混合砂浆","m3","1.00",173.88,323.73,{"v":3.5,"d":"3.50"},{"v":14.1,"d":"14.10"},7.06,null,{"v":7.8,"d":"7.80"},8.64,null,1.05,48.58,588.34,588.34]
[null,"3-29","混凝土实心砖零星砌体","m3","1",173.88,323.73,{"v":3.5,"d":"3.50"},{"v":14.1,"d":"14.10"},7.06,null,{"v":7.8,"d":"7.80"},8.64,null,1.05,48.58,588.34,588.34]
["18","010401012002","零星砌砖:1.混凝土多孔砖 240×115×90\n2.砂浆强度：M7.5混合砂浆","m3","1.00",{"v":138,"d":"138.00"},264.97,{"v":2.7,"d":"2.70"},11.18,{"v":5.6,"d":"5.60"},null,6.18,6.85,null,0.85,39.27,{"v":475.6,"d":"475.60"},{"v":475.6,"d":"475.60"}]
[null,"3-40","混凝土多孔砖零星砌体","m3","1",{"v":138,"d":"138.00"},264.97,{"v":2.7,"d":"2.70"},11.18,{"v":5.6,"d":"5.60"},null,6.18,6.85,null,0.85,39.27,{"v":475.6,"d":"475.60"},{"v":475.6,"d":"475.60"}]
[]
[]
[]
["工程量清单综合单价计算表"]
["单位(专业)工程名称:温岭市住房保障和房管事务中心2019年度直管公房维护项目-市区部分",{"$nulls":9},"第5页 共32页"]
["序\n号","编号","名称","计量\n单位","数量","综合单价(元)",{"$nulls":11},"合计\n(元)"]
[{"$nulls":5},"人工费","材料费","机械费","管理费","利润","风险\n费用","组织\n措施","排污费、\n社保费、\n公积金","危险作业\n意外伤害\n保险费","农民工工\n伤保险费","税金","小计"]
["19","010401012003","零星砌砖:1.烧结页岩实心砖 240*115*53\n2.砂浆强度：M7.5混合砂浆","m3","1.00",168.36,444.06,{"v":3.5,"d":"3.50"},13.66,6.84,null,7.55,8.37,null,1.27,58.82,712.43,712.43]
[null,"3-54","烧结普通砖零星砌体","m3","1",168.36,444.06,{"v":3.5,"d":"3.50"},13.66,6.84,null,7.55,8.37,null,1.27,58.82,712.43,712.43]
["20","010401012004","零星砌砖:1.烧结页岩多孔砖 240×115×90\n2.砂浆强度：M7.5混合砂浆","m3","1.00",134.32,344.55,{"v":2.7,"d":"2.70"},10.89,5.45,null,6.02,6.67,null,{"v":1,"d":"1.00"},46.04,557.64,557.64]
[null,"3-63","烧结多孔砖零星砌体","m3","1",134.32,344.55,{"v":2.7,"d":"2.70"},10.89,5.45,null,6.02,6.67,null,{"v":1,"d":"1.00"},46.04,557.64,557.64]
["21","010401012005","零星砌砖:1.蒸压砂加气块混凝土砌块：规格B06 (A3.5)\n2.砂浆强度：M7.5混合砂浆","m3","1.00",164.68,368.75,{"v":3.5,"d":"3.50"},13.37,6.69,null,7.39,8.19,null,1.12,51.63,625.32,625.32]
[null,"3-70","蒸压砖零星砌体","m3","1",164.68,368.75,{"v":3.5,"d":"3.50"},13.37,6.69,null,7.39,8.19,null,1.12,51.63,625.32,625.32]
["22","010402001001","砌块墙:1.蒸压砂加气块混凝土砌块：规格B06 (A3.5)\n2.墙体厚度：240mm\n3.砂浆强度：M7.5混合砂浆","m3","1.00",{"v":64.4,"d":"64.40"},312.97,1.06,5.27,2.64,null,2.91,3.23,null,0.77,35.39,428.64,428.64]
[null,"3-88","砌蒸压砂加气混凝土砌块墙 厚300mm以内","m3","1",{"v":64.4,"d":"64.40"},312.97,1.06,5.27,2.64,null,2.91,3.23,null,0.77,35.39,428.64,428.64]
["23","010402001002","砌块墙:1.蒸压砂加气块混凝土砌块：规格B06 (A3.5)\n2.墙体厚度：190mm\n3.砂浆强度：M7.5混合砂浆","m3","1.00",70.84,313.12,1.16,{"v":5.8,"d":"5.80"},2.91,null,3.21,3.55,null,0.78,36.12,437.49,437.49]
[null,"3-87","砌蒸压砂加气混凝土砌块墙 厚200mm以内","m3","1",70.84,313.12,1.16,{"v":5.8,"d":"5.80"},2.91,null,3.21,3.55,null,0.78,36.12,437.49,437.49]
[]
[]
[]
["工程量清单综合单价计算表"]
["单位(专业)工程名称:温岭市住房保障和房管事务中心2019年度直管公房维护项目-市区部分",{"$nulls":9},"第6页 共32页"]
["序\n号","编号","名称","计量\n单位","数量","综合单价(元)",{"$nulls":11},"合计\n(元)"]
[{"$nulls":5},"人工费","材料费","机械费","管理费","利润","风险\n费用","组织\n措施","排污费、\n社保费、\n公积金","危险作业\n意外伤害\n保险费","农民工工\n伤保险费","税金","小计"]
["24","010402001003","砌块墙:1.蒸压砂加气块混凝土砌块：规格B06 (A3.5)\n2.墙体厚度：120mm\n3.砂浆强度：M7.5混合砂浆","m3","1.00",{"v":87.4,"d":"87.40"},313.55,1.46,7.17,3.59,null,3.96,4.39,null,0.82,38.01,460.35,460.35]
[null,"3-86","砌蒸压砂加气混凝土砌块墙 厚150mm以内","m3","1",{"v":87.4,"d":"87.40"},313.55,1.46,7.17,3.59,null,3.96,4.39,null,0.82,38.01,460.35,460.35]
["25","010401014001","砖地沟:1.混凝土标准砖 240*115*53\n2.砂浆强度：M7.5混合砂浆","m3","1.00",{"v":110.4,"d":"110.40"},323.05,{"v":3.8,"d":"3.80"},9.09,4.55,null,5.03,5.57,null,{"v":0.9,"d":"0.90"},41.62,504.01,504.01]
[null,"3-28","混凝土实心砖砖砌地沟","m3","1",{"v":110.4,"d":"110.40"},323.05,{"v":3.8,"d":"3.80"},9.09,4.55,null,5.03,5.57,null,{"v":0.9,"d":"0.90"},41.62,504.01,504.01]
["26","010401014002","砖地沟:1.烧结页岩实心砖 240*115*53\n2.砂浆强度：M7.5混合砂浆","m3","1.00",106.72,{"v":440.7,"d":"440.70"},{"v":3.8,"d":"3.80"},{"v":8.8,"d":"8.80"},4.41,null,4.86,5.39,null,1.12,51.82,627.62,627.62]
[null,"3-53","烧结普通砖砌地沟","m3","1",106.72,{"v":440.7,"d":"440.70"},{"v":3.8,"d":"3.80"},{"v":8.8,"d":"8.80"},4.41,null,4.86,5.39,null,1.12,51.82,627.62,627.62]
["27","Z010401015001","砖台阶:1.混凝土标准砖 240*115*53\n2.砂浆强度：1:3水泥砂浆","m2","1.00",{"v":96.6,"d":"96.60"},153.15,{"v":2.2,"d":"2.20"},7.86,3.93,null,4.34,4.81,null,0.53,24.61,298.03,298.03]
[null,"9-65","砖砌台阶","m2","1",{"v":96.6,"d":"96.60"},153.15,{"v":2.2,"d":"2.20"},7.86,3.93,null,4.34,4.81,null,0.53,24.61,298.03,298.03]
["28","010404001001","垫层:100mm厚碎石垫层","m3","1.00",42.32,177.29,0.29,3.41,1.71,null,1.88,2.09,null,0.45,20.65,250.09,250.09]
[null,"3-9","碎石干铺垫层","m3","1",42.32,177.29,0.29,3.41,1.71,null,1.88,2.09,null,0.45,20.65,250.09,250.09]
[null,null,"E 混凝土及钢筋混凝土工程",null,"0",{"$nulls":12},30114.59]
["29","010501001001","垫层:1.垫层：C15现浇现拌混凝土","m3","1.00",86.11,316.68,4.89,7.41,3.71,null,{"v":4.1,"d":"4.10"},4.54,null,0.83,38.54,466.81,466.81]
[]
[]
[]
["工程量清单综合单价计算表"]
["单位(专业)工程名称:温岭市住房保障和房管事务中心2019年度直管公房维护项目-市区部分",{"$nulls":9},"第7页 共32页"]
["序\n号","编号","名称","计量\n单位","数量","综合单价(元)",{"$nulls":11},"合计\n(元)"]
[{"$nulls":5},"人工费","材料费","机械费","管理费","利润","风险\n费用","组织\n措施","排污费、\n社保费、\n公积金","危险作业\n意外伤害\n保险费","农民工工\n伤保险费","税金","小计"]
[null,"4-1换","现浇现拌砼基础垫层浇捣^现浇现拌混凝土  C15（40）","m3","1",86.11,316.68,4.89,7.41,3.71,null,{"v":4.1,"d":"4.10"},4.54,null,0.83,38.54,466.81,466.81]
["30","010501003001","基础:1.基础：C25现浇现拌混凝土","m3","1.00",68.54,353.92,{"v":4.1,"d":"4.10"},5.87,2.94,null,3.25,{"v":3.6,"d":"3.60"},null,0.86,39.88,482.96,482.96]
[null,"4-3换","现浇现拌混凝土及钢筋混凝土基础浇捣^现浇现拌混凝土  C25（40）","m3","1",68.54,353.92,{"v":4.1,"d":"4.10"},5.87,2.94,null,3.25,{"v":3.6,"d":"3.60"},null,0.86,39.88,482.96,482.96]
["31","010501003002","基础:1.基础：C30现浇现拌混凝土","m3","1.00",68.54,367.43,{"v":4.1,"d":"4.10"},5.87,2.94,null,3.25,{"v":3.6,"d":"3.60"},null,0.89,{"v":41.1,"d":"41.10"},497.72,497.72]
[null,"4-3换","现浇现拌混凝土及钢筋混凝土基础浇捣^现浇现拌混凝土  C30（40）","m3","1",68.54,367.43,{"v":4.1,"d":"4.10"},5.87,2.94,null,3.25,{"v":3.6,"d":"3.60"},null,0.89,{"v":41.1,"d":"41.10"},497.72,497.72]
["32","010502001001","矩形柱:1.矩形柱：C25现浇现拌混凝土","m3","1.00",155.66,352.78,6.75,13.07,6.54,null,7.22,8.01,null,1.07,{"v":49.6,"d":"49.60"},{"v":600.7,"d":"600.70"},{"v":600.7,"d":"600.70"}]
[null,"4-7换","现浇现拌砼矩形柱、异形柱、圆形柱浇捣^现浇现拌混凝土  C25（40）","m3","1",155.66,352.78,6.75,13.07,6.54,null,7.22,8.01,null,1.07,{"v":49.6,"d":"49.60"},{"v":600.7,"d":"600.70"},{"v":600.7,"d":"600.70"}]
["33","010502001002","矩形柱:1.矩形柱：C30现浇现拌混凝土","m3","1.00",155.66,366.29,6.75,13.07,6.54,null,7.22,8.01,null,{"v":1.1,"d":"1.10"},50.82,615.46,615.46]
[null,"4-7换","现浇现拌砼矩形柱、异形柱、圆形柱浇捣^现浇现拌混凝土  C30（40）","m3","1",155.66,366.29,6.75,13.07,6.54,null,7.22,8.01,null,{"v":1.1,"d":"1.10"},50.82,615.46,615.46]
["34","010502002001","构造柱:1.构造柱：C25现浇现拌混凝土","m3","1.00",193.38,352.73,10.25,16.43,8.23,null,9.08,10.07,null,1.17,54.12,655.46,655.46]
[null,"4-8换","现浇现拌砼构造柱浇捣^现浇现拌混凝土  C25（40）","m3","1",193.38,352.73,10.25,16.43,8.23,null,9.08,10.07,null,1.17,54.12,655.46,655.46]
[]
[]
[]
["工程量清单综合单价计算表"]
["单位(专业)工程名称:温岭市住房保障和房管事务中心2019年度直管公房维护项目-市区部分",{"$nulls":9},"第8页 共32页"]
["序\n号","编号","名称","计量\n单位","数量","综合单价(元)",{"$nulls":11},"合计\n(元)"]
[{"$nulls":5},"人工费","材料费","机械费","管理费","利润","风险\n费用","组织\n措施","排污费、\n社保费、\n公积金","危险作业\n意外伤害\n保险费","农民工工\n伤保险费","税金","小计"]
["35","010503001001","基础梁:1.基础梁：C25现浇现拌混凝土","m3","1.00",68.26,354.82,6.75,6.13,3.07,null,3.39,3.76,null,0.87,40.23,487.28,487.28]
[null,"4-10换","现浇现拌砼基础梁浇捣^现浇现拌混凝土  C25（40）","m3","1",68.26,354.82,6.75,6.13,3.07,null,3.39,3.76,null,0.87,40.23,487.28,487.28]
["36","010503001002","基础梁:1.基础梁：C30现浇现拌混凝土","m3","1.00",68.26,368.33,6.75,6.13,3.07,null,3.39,3.76,null,{"v":0.9,"d":"0.90"},41.45,502.04,502.04]
[null,"4-10换","现浇现拌砼基础梁浇捣^现浇现拌混凝土  C30（40）","m3","1",68.26,368.33,6.75,6.13,3.07,null,3.39,3.76,null,{"v":0.9,"d":"0.90"},41.45,502.04,502.04]
["37","010503002001","矩形梁:1.矩形梁：C25现浇现拌混凝土","m3","1.00",106.26,355.21,6.75,9.15,4.58,null,5.06,{"v":5.6,"d":"5.60"},null,0.96,44.42,537.99,537.99]
[null,"4-11换","现浇现拌砼单梁、连续梁、异形梁、弧形梁、吊车梁浇捣^现浇现拌混凝土  C25（40）","m3","1",106.26,355.21,6.75,9.15,4.58,null,5.06,{"v":5.6,"d":"5.60"},null,0.96,44.42,537.99,537.99]
["38","010503002002","矩形梁:1.矩形梁：C30现浇现拌混凝土","m3","1.00",106.26,368.72,6.75,9.15,4.58,null,5.06,{"v":5.6,"d":"5.60"},null,0.99,45.64,552.75,552.75]
[null,"4-11换","现浇现拌砼单梁、连续梁、异形梁、弧形梁、吊车梁浇捣^现浇现拌混凝土  C30（40）","m3","1",106.26,368.72,6.75,9.15,4.58,null,5.06,{"v":5.6,"d":"5.60"},null,0.99,45.64,552.75,552.75]
["39","010503004001","圈梁:1.圈梁：C25现浇现拌混凝土","m3","1.00",175.26,358.79,10.25,14.99,7.51,null,8.29,9.19,null,1.14,52.69,638.11,638.11]
[null,"4-12换","现浇现拌砼圈梁、过梁、拱形梁浇捣^现浇现拌混凝土  C25（40）","m3","1",175.26,358.79,10.25,14.99,7.51,null,8.29,9.19,null,1.14,52.69,638.11,638.11]
["40","010503005001","过梁:1.过梁：C25现浇现拌混凝土","m3","1.00",175.26,358.79,10.25,14.99,7.51,null,8.29,9.19,null,1.14,52.69,638.11,638.11]
[]
[]
[]
["工程量清单综合单价计算表"]
["单位(专业)工程名称:温岭市住房保障和房管事务中心2019年度直管公房维护项目-市区部分",{"$nulls":9},"第9页 共32页"]
["序\n号","编号","名称","计量\n单位","数量","综合单价(元)",{"$nulls":11},"合计\n(元)"]
[{"$nulls":5},"人工费","材料费","机械费","管理费","利润","风险\n费用","组织\n措施","排污费、\n社保费、\n公积金","危险作业\n意外伤害\n保险费","农民工工\n伤保险费","税金","小计"]
[null,"4-12换","现浇现拌砼圈梁、过梁、拱形梁浇捣^现浇现拌混凝土  C25（40）","m3","1",175.26,358.79,10.25,14.99,7.51,null,8.29,9.19,null,1.14,52.69,638.11,638.11]
["41","010504001001","直形墙:1.砼墙：C25现浇现拌混凝土\n2.厚度：100mm以上","m3","1.00",164.77,353.08,6.75,13.79,{"v":6.9,"d":"6.90"},null,7.62,8.45,null,1.09,50.62,613.07,613.07]
[null,"4-17换","现浇现拌砼直形、弧形墙厚10以上浇捣^现浇现拌混凝土  C25（40）","m3","1",164.77,353.08,6.75,13.79,{"v":6.9,"d":"6.90"},null,7.62,8.45,null,1.09,50.62,613.07,613.07]
["42","010504001002","直形墙:1.砼墙：C30现浇现拌混凝土\n2.厚度：100mm以上","m3","1.00",164.77,366.59,6.75,13.79,{"v":6.9,"d":"6.90"},null,7.62,8.45,null,1.12,51.84,627.83,627.83]
[null,"4-17换","现浇现拌砼直形、弧形墙厚10以上浇捣^现浇现拌混凝土  C30（40）","m3","1",164.77,366.59,6.75,13.79,{"v":6.9,"d":"6.90"},null,7.62,8.45,null,1.12,51.84,627.83,627.83]
["43","010505003001","平板:1.板：C25现浇现拌混凝土","m3","1.00",88.14,374.51,7.35,7.81,3.91,null,4.32,4.79,null,0.96,44.26,536.05,536.05]
[null,"4-14换","现浇现拌砼板浇捣^现浇现拌混凝土  C25（20）","m3","1",88.14,374.51,7.35,7.81,3.91,null,4.32,4.79,null,0.96,44.26,536.05,536.05]
["44","010505003002","平板:1.板：C30现浇现拌混凝土","m3","1.00",88.14,391.01,7.35,7.81,3.91,null,4.32,4.79,null,0.99,45.75,554.07,554.07]
[null,"4-14换","现浇现拌砼板浇捣^现浇现拌混凝土  C30（20）","m3","1",88.14,391.01,7.35,7.81,3.91,null,4.32,4.79,null,0.99,45.75,554.07,554.07]
["45","010506001001","直形楼梯:1.楼梯：C25现浇现拌混凝土","m2","1.00",37.17,85.92,2.41,3.21,{"v":1.6,"d":"1.60"},null,1.77,1.96,null,0.26,12.09,146.39,146.39]
[null,"4-22换","现浇现拌砼楼梯（直形）浇捣^现浇现拌混凝土  C25（40）","m2","1",37.17,85.92,2.41,3.21,{"v":1.6,"d":"1.60"},null,1.77,1.96,null,0.26,12.09,146.39,146.39]
[]
[]
[]
["工程量清单综合单价计算表"]
["单位(专业)工程名称:温岭市住房保障和房管事务中心2019年度直管公房维护项目-市区部分",{"$nulls":9},"第10页 共32页"]
["序\n号","编号","名称","计量\n单位","数量","综合单价(元)",{"$nulls":11},"合计\n(元)"]
[{"$nulls":5},"人工费","材料费","机械费","管理费","利润","风险\n费用","组织\n措施","排污费、\n社保费、\n公积金","危险作业\n意外伤害\n保险费","农民工工\n伤保险费","税金","小计"]
["46","010506001002","直形楼梯:1.楼梯：C30现浇现拌混凝土","m2","1.00",37.17,89.15,2.41,3.21,{"v":1.6,"d":"1.60"},null,1.77,1.96,null,0.27,12.38,149.92,149.92]
[null,"4-22换","现浇现拌砼楼梯（直形）浇捣^现浇现拌混凝土  C30（40）","m2","1",37.17,89.15,2.41,3.21,{"v":1.6,"d":"1.60"},null,1.77,1.96,null,0.27,12.38,149.92,149.92]
["47","010505007001","天沟(檐沟）、挑檐板:1.檐沟:C25现浇现拌混凝土","m3","1.00",192.28,392.72,12.36,16.72,8.37,null,9.24,10.24,null,1.25,57.89,701.07,701.07]
[null,"4-27换","现浇现拌砼檐沟、挑檐浇捣^现浇现拌混凝土  C25（16）","m3","1",192.28,392.72,12.36,16.72,8.37,null,9.24,10.24,null,1.25,57.89,701.07,701.07]
["48","010505007002","天沟(檐沟）、挑檐板:1.檐沟:C30现浇现拌混凝土","m3","1.00",192.28,410.35,12.36,16.72,8.37,null,9.24,10.24,null,1.29,59.48,720.33,720.33]
[null,"4-27换","现浇现拌砼檐沟、挑檐浇捣^现浇现拌混凝土  C30（16）","m3","1",192.28,410.35,12.36,16.72,8.37,null,9.24,10.24,null,1.29,59.48,720.33,720.33]
["49","010505008001","雨篷、悬挑板、阳台板:1.雨棚板：C25现浇现拌混凝土","m3","1.00",130.18,358.66,7.55,11.15,5.58,null,6.17,6.83,null,1.03,47.44,574.59,574.59]
[null,"4-24换","现浇现拌砼雨篷浇捣^现浇现拌混凝土  C25（16）","m3","1",130.18,358.66,7.55,11.15,5.58,null,6.17,6.83,null,1.03,47.44,574.59,574.59]
["50","010505008002","雨篷、悬挑板、阳台板:1.雨棚板：C30现浇现拌混凝土","m3","1.00",130.18,372.23,7.55,11.15,5.58,null,6.17,6.83,null,1.05,48.67,589.41,589.41]
[null,"4-24换","现浇现拌砼雨篷浇捣^现浇现拌混凝土  C30（16）","m3","1",130.18,372.23,7.55,11.15,5.58,null,6.17,6.83,null,1.05,48.67,589.41,589.41]
["51","010507007001","其他构件:1.窗台板、压顶等零星构件：C25现浇现拌混凝土","m3","1.00",190.53,388.89,10.27,16.21,8.11,null,8.96,9.93,null,1.23,57.07,{"v":691.2,"d":"691.20"},{"v":691.2,"d":"691.20"}]
[null,"4-28换","现浇现拌砼小型构件浇捣^现浇现拌混凝土  C25（20）","m3","1",190.53,388.89,10.27,16.21,8.11,null,8.96,9.93,null,1.23,57.07,{"v":691.2,"d":"691.20"},{"v":691.2,"d":"691.20"}]
[]
[]
[]
["工程量清单综合单价计算表"]
["单位(专业)工程名称:温岭市住房保障和房管事务中心2019年度直管公房维护项目-市区部分",{"$nulls":9},"第11页 共32页"]
["序\n号","编号","名称","计量\n单位","数量","综合单价(元)",{"$nulls":11},"合计\n(元)"]
[{"$nulls":5},"人工费","材料费","机械费","管理费","利润","风险\n费用","组织\n措施","排污费、\n社保费、\n公积金","危险作业\n意外伤害\n保险费","农民工工\n伤保险费","税金","小计"]
["52","010515001001","现浇构件钢筋:1.现浇构件钢筋：HPB300级","t","1.000",949.44,4040.92,42.14,{"v":80,"d":"80.00"},40.06,null,44.23,49.01,null,10.23,473.04,5729.07,5729.07]
[null,"4-416","现浇构件 圆钢","t","1",949.44,4040.92,42.14,{"v":80,"d":"80.00"},40.06,null,44.23,49.01,null,10.23,473.04,5729.07,5729.07]
["53","010515001002","现浇构件钢筋:1.现浇构件钢筋：HPB400级","t","1.000",471.96,{"v":3882.5,"d":"3882.50"},29.77,{"v":41.2,"d":"41.20"},20.63,null,22.78,25.24,null,8.76,405.26,{"v":4908.1,"d":"4908.10"},{"v":4908.1,"d":"4908.10"}]
[null,"4-417","现浇构件 螺纹钢","t","1",471.96,{"v":3882.5,"d":"3882.50"},29.77,{"v":41.2,"d":"41.20"},20.63,null,22.78,25.24,null,8.76,405.26,{"v":4908.1,"d":"4908.10"},{"v":4908.1,"d":"4908.10"}]
["54","010515001003","现浇构件钢筋:1.冷拔钢丝绑扎","t","1.000",1633.92,4303.48,22.54,133.63,66.91,null,73.87,81.86,null,12.32,569.57,{"v":6898.1,"d":"6898.10"},{"v":6898.1,"d":"6898.10"}]
[null,"4-414","冷拔钢丝 绑扎","t","1",1633.92,4303.48,22.54,133.63,66.91,null,73.87,81.86,null,12.32,569.57,{"v":6898.1,"d":"6898.10"},{"v":6898.1,"d":"6898.10"}]
[null,null,"F 金属结构工程",null,"0",{"$nulls":12},130.81]
["55","010606011001","彩钢板天沟:1.彩钢板天沟制作、运输、安装","m","1.00",7.35,35.24,2.51,1.04,0.52,null,0.57,0.64,null,0.09,4.32,52.28,52.28]
[null,"6-122","天沟 彩钢板","m","1",7.35,35.24,2.51,1.04,0.52,null,0.57,0.64,null,0.09,4.32,52.28,52.28]
["56","010606011002","白铁皮天沟:1.白铁皮天沟制作、运输、安装","m2","1.00",25.94,25.57,null,2.06,1.03,null,1.14,1.26,null,0.11,5.14,62.25,62.25]
[null,"7-33","屋面镀锌钢板沿沟、水管","m2","1",25.94,25.57,null,2.06,1.03,null,1.14,1.26,null,0.11,5.14,62.25,62.25]
["57","010607005001","砌块墙钢丝网加固:1.砼面与砖墙交接处钉（贴）钢丝网","m2","1.00",7.13,6.24,null,0.58,0.29,null,0.32,0.35,null,0.03,1.34,16.28,16.28]
[null,"11-10","墙面 钉(贴)钢丝网","m2","1",7.13,6.24,null,0.58,0.29,null,0.32,0.35,null,0.03,1.34,16.28,16.28]
[null,null,"G 木结构工程",null,"0",{"$nulls":12},2467.17]
["58","010702003001","木檩:杉木圆檩条","m3","1.00",292.95,1836.26,null,23.68,11.86,null,13.09,14.51,null,4.28,{"v":197.7,"d":"197.70"},2394.33,2394.33]
[]
[]
[]
["工程量清单综合单价计算表"]
["单位(专业)工程名称:温岭市住房保障和房管事务中心2019年度直管公房维护项目-市区部分",{"$nulls":9},"第12页 共32页"]
["序\n号","编号","名称","计量\n单位","数量","综合单价(元)",{"$nulls":11},"合计\n(元)"]
[{"$nulls":5},"人工费","材料费","机械费","管理费","利润","风险\n费用","组织\n措施","排污费、\n社保费、\n公积金","危险作业\n意外伤害\n保险费","农民工工\n伤保险费","税金","小计"]
[null,"5-7","圆檩木","m3","1",292.95,1836.26,null,23.68,11.86,null,13.09,14.51,null,4.28,{"v":197.7,"d":"197.70"},2394.33,2394.33]
["59","010703001001","屋面木基层:小青瓦屋面椽子基层:椽子40*60mm@200","m2","1.00",5.67,19.62,null,0.46,0.23,null,0.25,0.28,null,0.05,2.39,28.95,28.95]
[null,"5-12","椽子基层 小青瓦屋面","m2","1",5.67,19.62,null,0.46,0.23,null,0.25,0.28,null,0.05,2.39,28.95,28.95]
["60","010703001002","屋面木基层:现浇屋面板上钉30*40顺水条、挂瓦条，面层刷防腐漆 一遍","m2","1.00",{"v":5,"d":"5.00"},10.05,null,0.41,{"v":0.2,"d":"0.20"},null,0.22,0.25,null,0.03,1.46,17.62,17.62]
[null,"5-14","混凝土上钉顺水条、挂瓦条","m2","1",2.46,9.62,null,{"v":0.2,"d":"0.20"},{"v":0.1,"d":"0.10"},null,0.11,0.12,null,0.02,1.14,13.77,13.77]
[null,"14-118","木材面刷防腐油 一遍","m2","1",2.54,0.43,null,0.21,{"v":0.1,"d":"0.10"},null,0.11,0.13,null,0.01,0.32,3.85,3.85]
["61","010703001003","屋面木基层:椽子基层上钉30*40顺水条、挂瓦条，面层刷防腐漆 一遍","m2","1.00",6.41,16.26,null,0.52,0.26,null,0.28,0.32,null,0.05,2.17,26.27,26.27]
[null,"5-9","椽子基层 钉挂瓦条","m2","1",3.87,15.83,null,0.31,0.16,null,0.17,0.19,null,0.04,1.85,22.42,22.42]
[null,"14-118","木材面刷防腐油 一遍","m2","1",2.54,0.43,null,0.21,{"v":0.1,"d":"0.10"},null,0.11,0.13,null,0.01,0.32,3.85,3.85]
[null,null,"H 门窗工程",null,"0",{"$nulls":12},5629.01]
["62","010801001001","木质门:1.木质镶板门（制作、安装、以及各类五金配件和锁具、人工等费用）","m2","1.00",54.63,{"v":102.4,"d":"102.40"},0.24,4.46,2.23,null,2.47,2.73,null,0.33,15.25,184.74,184.74]
[null,"13-4","无亮镶板门","m2","1",54.63,{"v":102.4,"d":"102.40"},0.24,4.46,2.23,null,2.47,2.73,null,0.33,15.25,184.74,184.74]
["63","010801001002","木质门:1.胶合板门（制作、安装、以及各类五金配件和锁具、人工等费用）","m2","1.00",63.54,110.72,0.29,5.19,{"v":2.6,"d":"2.60"},null,2.87,3.18,null,0.37,16.99,205.75,205.75]
[]
[]
[]
["工程量清单综合单价计算表"]
["单位(专业)工程名称:温岭市住房保障和房管事务中心2019年度直管公房维护项目-市区部分",{"$nulls":9},"第13页 共32页"]
["序\n号","编号","名称","计量\n单位","数量","综合单价(元)",{"$nulls":11},"合计\n(元)"]
[{"$nulls":5},"人工费","材料费","机械费","管理费","利润","风险\n费用","组织\n措施","排污费、\n社保费、\n公积金","危险作业\n意外伤害\n保险费","农民工工\n伤保险费","税金","小计"]
[null,"13-6","无亮胶合板门","m2","1",63.54,110.72,0.29,5.19,{"v":2.6,"d":"2.60"},null,2.87,3.18,null,0.37,16.99,205.75,205.75]
["64","010801001003","木质门:1.木质镶板门带通风百页（制作、安装、以及各类五金配件和锁具、人工等费用）","m2","1.00",74.34,125.64,0.33,6.07,3.04,null,3.35,3.72,null,0.42,19.52,236.43,236.43]
[null,"13-11","带通风百叶镶板门","m2","1",74.34,125.64,0.33,6.07,3.04,null,3.35,3.72,null,0.42,19.52,236.43,236.43]
["65","010801001004","木质门:1.胶合板门带通风百页（制作、安装、以及各类五金配件和锁具、人工等费用）","m2","1.00",86.46,149.47,{"v":0.3,"d":"0.30"},7.04,3.53,null,3.89,4.31,null,{"v":0.5,"d":"0.50"},{"v":23,"d":"23.00"},{"v":278.5,"d":"278.50"},{"v":278.5,"d":"278.50"}]
[null,"13-12","带通风百叶胶合板门","m2","1",86.46,149.47,{"v":0.3,"d":"0.30"},7.04,3.53,null,3.89,4.31,null,{"v":0.5,"d":"0.50"},{"v":23,"d":"23.00"},{"v":278.5,"d":"278.50"},{"v":278.5,"d":"278.50"}]
["66","010802001001","金属门:1.铝合金平开门制作、安装（包含玻璃、各类五金配件和锁具、人工等费用）","m2","1.00",31.47,{"v":327,"d":"327.00"},null,2.54,1.27,null,1.41,1.56,null,0.71,32.94,{"v":398.9,"d":"398.90"},{"v":398.9,"d":"398.90"}]
[null,"13-42","铝合金平开门安装","m2","1",31.47,{"v":327,"d":"327.00"},null,2.54,1.27,null,1.41,1.56,null,0.71,32.94,{"v":398.9,"d":"398.90"},{"v":398.9,"d":"398.90"}]
["67","010802001002","金属门:1.铝合金推拉门制作、安装（包含玻璃、各类五金配件和锁具、人工等费用）","m2","1.00",21.46,{"v":305,"d":"305.00"},null,1.73,0.87,null,0.96,1.06,null,0.65,29.86,361.59,361.59]
[null,"13-43","铝合金推拉门安装","m2","1",21.46,{"v":305,"d":"305.00"},null,1.73,0.87,null,0.96,1.06,null,0.65,29.86,361.59,361.59]
["68","010802001003","塑钢门:1.塑钢平开门制作、安装（包含玻璃、各类五金配件和锁具、人工等费用）","m2","1.00",34.62,{"v":248,"d":"248.00"},null,{"v":2.8,"d":"2.80"},{"v":1.4,"d":"1.40"},null,1.55,1.71,null,0.57,26.16,316.81,316.81]
[null,"13-48","平开塑钢门安装","m2","1",34.62,{"v":248,"d":"248.00"},null,{"v":2.8,"d":"2.80"},{"v":1.4,"d":"1.40"},null,1.55,1.71,null,0.57,26.16,316.81,316.81]
[]
[]
[]
["工程量清单综合单价计算表"]
["单位(专业)工程名称:温岭市住房保障和房管事务中心2019年度直管公房维护项目-市区部分",{"$nulls":9},"第14页 共32页"]
["序\n号","编号","名称","计量\n单位","数量","综合单价(元)",{"$nulls":11},"合计\n(元)"]
[{"$nulls":5},"人工费","材料费","机械费","管理费","利润","风险\n费用","组织\n措施","排污费、\n社保费、\n公积金","危险作业\n意外伤害\n保险费","农民工工\n伤保险费","税金","小计"]
["69","010802001004","塑钢门:1.塑钢推拉门制作、安装（包含玻璃、各类五金配件和锁具、人工等费用）","m2","1.00",{"v":23.6,"d":"23.60"},{"v":190,"d":"190.00"},null,1.91,0.96,null,1.05,1.17,null,0.43,19.72,238.84,238.84]
[null,"13-49","推拉塑钢门安装","m2","1",{"v":23.6,"d":"23.60"},{"v":190,"d":"190.00"},null,1.91,0.96,null,1.05,1.17,null,0.43,19.72,238.84,238.84]
["70","010807001001","金属窗:1.普通型铝合金平开窗制作、安装（包含玻璃、各类五金配件和锁具、人工等费用）","m2","1.00",21.46,{"v":235,"d":"235.00"},null,1.73,0.87,null,0.96,1.06,null,0.51,23.54,285.13,285.13]
[null,"13-99","铝合金推拉窗安装","m2","1",21.46,{"v":235,"d":"235.00"},null,1.73,0.87,null,0.96,1.06,null,0.51,23.54,285.13,285.13]
["71","010807001002","金属窗:1.普通型铝合金推拉窗制作、安装（包含玻璃、各类五金配件和锁具、人工等费用）","m2","1.00",32.32,{"v":283,"d":"283.00"},null,2.61,1.31,null,1.44,{"v":1.6,"d":"1.60"},null,0.63,29.06,351.97,351.97]
[null,"13-100","铝合金平开窗安装","m2","1",32.32,{"v":283,"d":"283.00"},null,2.61,1.31,null,1.44,{"v":1.6,"d":"1.60"},null,0.63,29.06,351.97,351.97]
["72","010807001003","金属窗:1.普通型铝合金固定窗制作、安装（包含玻璃、各类五金配件和锁具、人工等费用）","m2","1.00",17.91,{"v":177,"d":"177.00"},null,1.45,0.73,null,{"v":0.8,"d":"0.80"},0.89,null,0.39,17.93,{"v":217.1,"d":"217.10"},{"v":217.1,"d":"217.10"}]
[null,"13-101","铝合金固定窗安装","m2","1",17.91,{"v":177,"d":"177.00"},null,1.45,0.73,null,{"v":0.8,"d":"0.80"},0.89,null,0.39,17.93,{"v":217.1,"d":"217.10"},{"v":217.1,"d":"217.10"}]
["73","010807001004","金属窗:1.普通型铝合金百页窗制作、安装（包含各类五金配件和锁具、人工等费用）","m2","1.00",17.69,{"v":279,"d":"279.00"},null,1.43,0.72,null,0.79,0.88,null,0.59,{"v":27.1,"d":"27.10"},{"v":328.2,"d":"328.20"},{"v":328.2,"d":"328.20"}]
[null,"13-102","铝合金百叶窗安装","m2","1",17.69,{"v":279,"d":"279.00"},null,1.43,0.72,null,0.79,0.88,null,0.59,{"v":27.1,"d":"27.10"},{"v":328.2,"d":"328.20"},{"v":328.2,"d":"328.20"}]
[]
[]
[]
["工程量清单综合单价计算表"]
["单位(专业)工程名称:温岭市住房保障和房管事务中心2019年度直管公房维护项目-市区部分",{"$nulls":9},"第15页 共32页"]
["序\n号","编号","名称","计量\n单位","数量","综合单价(元)",{"$nulls":11},"合计\n(元)"]
[{"$nulls":5},"人工费","材料费","机械费","管理费","利润","风险\n费用","组织\n措施","排污费、\n社保费、\n公积金","危险作业\n意外伤害\n保险费","农民工工\n伤保险费","税金","小计"]
["74","010807001005","塑钢窗:1.塑钢推拉窗制作、安装（包含玻璃、各类五金配件和锁具、人工等费用）","m2","1.00",{"v":23.6,"d":"23.60"},{"v":181,"d":"181.00"},null,1.91,0.96,null,1.05,1.17,null,0.41,18.91,229.01,229.01]
[null,"13-104","塑钢推拉窗安装","m2","1",{"v":23.6,"d":"23.60"},{"v":181,"d":"181.00"},null,1.91,0.96,null,1.05,1.17,null,0.41,18.91,229.01,229.01]
["75","010807001006","塑钢窗:1.塑钢平开窗制作、安装（包含玻璃、各类五金配件和锁具、人工等费用）","m2","1.00",35.55,{"v":226,"d":"226.00"},null,2.87,1.44,null,1.59,1.76,null,0.52,24.28,294.01,294.01]
[null,"13-105","塑钢平开窗安装","m2","1",35.55,{"v":226,"d":"226.00"},null,2.87,1.44,null,1.59,1.76,null,0.52,24.28,294.01,294.01]
["76","010807001007","塑钢窗:1.塑钢固定窗制作、安装（包含玻璃、各类五金配件和锁具、人工等费用）","m2","1.00",{"v":19.7,"d":"19.70"},{"v":133,"d":"133.00"},null,1.59,{"v":0.8,"d":"0.80"},null,0.88,0.98,null,0.31,14.15,171.41,171.41]
[null,"13-106","塑钢固定窗安装","m2","1",{"v":19.7,"d":"19.70"},{"v":133,"d":"133.00"},null,1.59,{"v":0.8,"d":"0.80"},null,0.88,0.98,null,0.31,14.15,171.41,171.41]
["77","010807001008","塑钢窗:1.塑钢百页窗制作、安装（包含玻璃、各类五金配件和锁具、人工等费用）","m2","1.00",19.46,{"v":186,"d":"186.00"},null,1.57,0.79,null,0.87,0.96,null,0.41,18.91,228.97,228.97]
[null,"13-107","塑钢百叶窗安装","m2","1",19.46,{"v":186,"d":"186.00"},null,1.57,0.79,null,0.87,0.96,null,0.41,18.91,228.97,228.97]
["78","010802001005","进户保安门:装饰成品钢质保温门（含五金配件及安装）","m2","1.00",null,{"v":664,"d":"664.00"},{"$nulls":7},1.29,59.88,725.17,725.17]
[null,"13-55","进户保安门安装","m2","1",null,{"v":664,"d":"664.00"},{"$nulls":7},1.29,59.88,725.17,725.17]
["79","010802004001","防盗门:1.成品钢板防盗门\n2.含五金配件","m2","1.00",14.91,335.09,null,2.53,1.27,null,{"v":1.4,"d":"1.40"},1.55,null,{"v":0.7,"d":"0.70"},32.17,389.62,389.62]
[null,"13-55","钢板防盗门安装","m2","1",14.91,335.09,null,2.53,1.27,null,{"v":1.4,"d":"1.40"},1.55,null,{"v":0.7,"d":"0.70"},32.17,389.62,389.62]
["80","010801006001","门锁安装:1.执手门锁安装(单开)","把","1",26.25,89.39,null,2.12,1.06,null,1.17,{"v":1.3,"d":"1.30"},null,0.24,10.94,132.47,132.47]
[]
[]
[]
["工程量清单综合单价计算表"]
["单位(专业)工程名称:温岭市住房保障和房管事务中心2019年度直管公房维护项目-市区部分",{"$nulls":9},"第16页 共32页"]
["序\n号","编号","名称","计量\n单位","数量","综合单价(元)",{"$nulls":11},"合计\n(元)"]
[{"$nulls":5},"人工费","材料费","机械费","管理费","利润","风险\n费用","组织\n措施","排污费、\n社保费、\n公积金","危险作业\n意外伤害\n保险费","农民工工\n伤保险费","税金","小计"]
[null,"13-143","执手门锁安装(单开)","把","1",26.25,89.39,null,2.12,1.06,null,1.17,{"v":1.3,"d":"1.30"},null,0.24,10.94,132.47,132.47]
["81","010801006002","门锁安装:1.球形门锁安装","把","1",{"v":18.9,"d":"18.90"},26.82,null,1.53,0.77,null,0.84,0.94,null,{"v":0.1,"d":"0.10"},4.49,54.39,54.39]
[null,"13-145","球形门锁安装","把","1",{"v":18.9,"d":"18.90"},26.82,null,1.53,0.77,null,0.84,0.94,null,{"v":0.1,"d":"0.10"},4.49,54.39,54.39]
[null,null,"J 屋面及防水工程",null,"0",{"$nulls":12},{"v":576.3,"d":"576.30"}]
["82","010901001001","瓦屋面:1.屋面：1：3石灰黄泥浆铺盖小青瓦\n2.小青瓦原材料翻修用回","m2","1.00",15.64,{"v":18.3,"d":"18.30"},{"v":1.1,"d":"1.10"},1.34,0.67,null,0.74,0.82,null,0.08,3.48,42.17,42.17]
[null,"7-16","屋面灰泥浆基层上铺盖小青瓦","m2","1",15.64,{"v":18.3,"d":"18.30"},{"v":1.1,"d":"1.10"},1.34,0.67,null,0.74,0.82,null,0.08,3.48,42.17,42.17]
["83","010901001002","小青瓦屋面:1.瓦规格：200×（180~200）\n2.1:3石灰黄泥浆铺盖小青瓦","m2","1.00",15.64,96.12,{"v":1.1,"d":"1.10"},1.34,0.67,null,0.74,0.82,null,0.23,{"v":10.5,"d":"10.50"},127.16,127.16]
[null,"7-16","屋面灰泥浆基层上铺盖小青瓦","m2","1",15.64,96.12,{"v":1.1,"d":"1.10"},1.34,0.67,null,0.74,0.82,null,0.23,{"v":10.5,"d":"10.50"},127.16,127.16]
["84","010901001003","小青瓦屋面:1.瓦规格：200×（180~200）\n2.屋面椽子基层上铺盖小青瓦","m2","1.00",8.37,77.82,null,0.66,0.33,null,0.37,0.41,null,0.17,7.93,96.06,96.06]
[null,"7-15","屋面椽子基层上铺盖小青瓦","m2","1",8.37,77.82,null,0.66,0.33,null,0.37,0.41,null,0.17,7.93,96.06,96.06]
["85","010901001004","水泥彩瓦屋面:屋面杉木条基层上挂盖水泥彩瓦屋面规格：420*330","m2","1.00",6.81,{"v":35.5,"d":"35.50"},null,0.54,0.27,null,{"v":0.3,"d":"0.30"},0.33,null,0.09,3.95,47.79,47.79]
[null,"7-11","屋面杉木条基层上挂盖水泥彩瓦","m2","1",6.81,{"v":35.5,"d":"35.50"},null,0.54,0.27,null,{"v":0.3,"d":"0.30"},0.33,null,0.09,3.95,47.79,47.79]
[]
[]
[]
["工程量清单综合单价计算表"]
["单位(专业)工程名称:温岭市住房保障和房管事务中心2019年度直管公房维护项目-市区部分",{"$nulls":9},"第17页 共32页"]
["序\n号","编号","名称","计量\n单位","数量","综合单价(元)",{"$nulls":11},"合计\n(元)"]
[{"$nulls":5},"人工费","材料费","机械费","管理费","利润","风险\n费用","组织\n措施","排污费、\n社保费、\n公积金","危险作业\n意外伤害\n保险费","农民工工\n伤保险费","税金","小计"]
["86","010901001005","小青瓦屋脊:小青瓦屋脊","m2","1.00",4.88,{"v":10.4,"d":"10.40"},0.36,0.42,0.21,null,0.23,0.26,null,0.03,1.51,{"v":18.3,"d":"18.30"},{"v":18.3,"d":"18.30"}]
[null,"7-19","粘土平瓦屋脊^小青瓦 200×(180～200)","m","1",4.88,{"v":10.4,"d":"10.40"},0.36,0.42,0.21,null,0.23,0.26,null,0.03,1.51,{"v":18.3,"d":"18.30"},{"v":18.3,"d":"18.30"}]
["87","010901001006","水泥彩瓦屋脊:彩色屋脊瓦规格：420*220","m","1.00",{"v":5.8,"d":"5.80"},22.13,0.56,0.51,0.26,null,0.28,0.31,null,0.06,2.69,{"v":32.6,"d":"32.60"},{"v":32.6,"d":"32.60"}]
[null,"7-14","水泥彩瓦屋脊","m","1",{"v":5.8,"d":"5.80"},22.13,0.56,0.51,0.26,null,0.28,0.31,null,0.06,2.69,{"v":32.6,"d":"32.60"},{"v":32.6,"d":"32.60"}]
["88","010902001001","屋面卷材防水:1.3mm厚SBS改性沥青防水卷材平面","m2","1.00",6.21,29.27,null,0.49,0.25,null,0.27,{"v":0.3,"d":"0.30"},null,0.07,3.32,40.18,40.18]
[null,"7-57","热熔法防水卷材 改性沥青 平面","m2","1",6.21,29.27,null,0.49,0.25,null,0.27,{"v":0.3,"d":"0.30"},null,0.07,3.32,40.18,40.18]
["89","010902001002","屋面卷材防水:1.3mm厚SBS改性沥青防水卷材立面","m2","1.00",8.69,29.75,null,0.69,0.35,null,0.38,0.42,null,0.08,3.63,43.99,43.99]
[null,"7-58","热熔法防水卷材 改性沥青 立面","m2","1",8.69,29.75,null,0.69,0.35,null,0.38,0.42,null,0.08,3.63,43.99,43.99]
["90","010902003001","屋面刚性层:1.40厚C30细石混凝土（内配φ6@200双向钢筋网、另列）\n2.1:2水泥砂浆随捣随抹","m2","1.00",15.58,22.72,0.73,1.32,0.67,null,0.73,0.82,null,0.08,3.84,46.49,46.49]
[null,"7-1换","屋面细石砼防水层~厚4cm^现浇现拌混凝土  C30（16）","m2","1",11.32,21.67,0.66,0.97,0.49,null,0.54,{"v":0.6,"d":"0.60"},null,0.07,3.27,39.59,39.59]
[null,"10-5","水泥砂浆随捣随抹","m2","1",4.26,1.05,0.07,0.35,0.18,null,0.19,0.22,null,0.01,0.57,{"v":6.9,"d":"6.90"},{"v":6.9,"d":"6.90"}]
["91","010902008001","屋面变形缝:屋面刚性层设置分仓缝\n1.按规范要求设置，间距不大于6m\n2.嵌缝用沥青","m","1.00",{"v":3.4,"d":"3.40"},{"v":3.3,"d":"3.30"},null,0.27,0.14,null,0.15,0.17,null,0.01,0.67,8.11,8.11]
[]
[]
[]
["工程量清单综合单价计算表"]
["单位(专业)工程名称:温岭市住房保障和房管事务中心2019年度直管公房维护项目-市区部分",{"$nulls":9},"第18页 共32页"]
["序\n号","编号","名称","计量\n单位","数量","综合单价(元)",{"$nulls":11},"合计\n(元)"]
[{"$nulls":5},"人工费","材料费","机械费","管理费","利润","风险\n费用","组织\n措施","排污费、\n社保费、\n公积金","危险作业\n意外伤害\n保险费","农民工工\n伤保险费","税金","小计"]
[null,"7-88","建筑油膏 缝断面30×20mm2","m","1",{"v":3.4,"d":"3.40"},{"v":3.3,"d":"3.30"},null,0.27,0.14,null,0.15,0.17,null,0.01,0.67,8.11,8.11]
["92","010903002001","墙面涂膜防水:1.墙面涂刷1.5mm厚JS防水涂料","m2","1.00",6.05,28.01,null,0.48,0.24,null,0.27,0.29,null,0.07,3.19,{"v":38.6,"d":"38.60"},{"v":38.6,"d":"38.60"}]
[null,"7-76","水乳型防水涂料 JS 厚1.5mm以内 立面","m2","1",6.05,28.01,null,0.48,0.24,null,0.27,0.29,null,0.07,3.19,{"v":38.6,"d":"38.60"},{"v":38.6,"d":"38.60"}]
["93","010904002001","楼（地）面涂膜防水:1.地面防水采用1.5mm厚JS防水涂料\n2.四周反边高度为300mm","m2","1.00",4.32,26.68,null,0.34,0.17,null,0.19,0.21,null,0.06,2.88,34.85,34.85]
[null,"7-75","水乳型防水涂料 JS 厚1.5mm以内 平面","m2","1",4.32,26.68,null,0.34,0.17,null,0.19,0.21,null,0.06,2.88,34.85,34.85]
[null,null,"K 保温、隔热、防腐工程",null,"0",{"$nulls":12},586.46]
["94","011001001001","保温隔热屋面:1.屋面炉渣混凝土（CL7.5)","m3","1.00",67.16,412.25,6.21,5.98,2.99,null,{"v":3.3,"d":"3.30"},3.66,null,0.98,45.23,547.76,547.76]
[null,"8-41","屋面炉（矿）渣混凝土","m3","1",67.16,412.25,6.21,5.98,2.99,null,{"v":3.3,"d":"3.30"},3.66,null,0.98,45.23,547.76,547.76]
["95","011001001002","保温隔热屋面:1.40厚屋面挤塑泡沫保温板","m2","1.00",6.93,26.97,0.03,0.56,0.28,null,0.31,0.35,null,0.07,{"v":3.2,"d":"3.20"},{"v":38.7,"d":"38.70"},{"v":38.7,"d":"38.70"}]
[null,"8-35","屋面挤塑泡沫保温板","m2","1",6.93,26.97,0.03,0.56,0.28,null,0.31,0.35,null,0.07,{"v":3.2,"d":"3.20"},{"v":38.7,"d":"38.70"},{"v":38.7,"d":"38.70"}]
[null,null,"L 楼地面装饰工程",null,"0",{"$nulls":12},1310.81]
["96","011101001001","水泥砂浆楼地面:1.20mm厚1：3水泥砂浆找平层","m2","1.00",15.72,8.79,0.39,1.31,0.65,null,0.72,{"v":0.8,"d":"0.80"},null,0.06,2.56,{"v":31,"d":"31.00"},{"v":31,"d":"31.00"}]
[null,"11-1","墙面石灰砂浆抹灰~18+2mm","m2","1",15.72,8.79,0.39,1.31,0.65,null,0.72,{"v":0.8,"d":"0.80"},null,0.06,2.56,{"v":31,"d":"31.00"},{"v":31,"d":"31.00"}]
["97","011101001002","水泥砂浆楼地面:1.20mm厚1:2水泥砂浆楼地面\n2.素水泥浆一道","m2","1.00",8.04,7.43,{"v":0.3,"d":"0.30"},0.68,0.34,null,0.37,0.41,null,0.03,1.59,19.19,19.19]
[]
[]
[]
["工程量清单综合单价计算表"]
["单位(专业)工程名称:温岭市住房保障和房管事务中心2019年度直管公房维护项目-市区部分",{"$nulls":9},"第19页 共32页"]
["序\n号","编号","名称","计量\n单位","数量","综合单价(元)",{"$nulls":11},"合计\n(元)"]
[{"$nulls":5},"人工费","材料费","机械费","管理费","利润","风险\n费用","组织\n措施","排污费、\n社保费、\n公积金","危险作业\n意外伤害\n保险费","农民工工\n伤保险费","税金","小计"]
[null,"10-1","水泥砂浆找平层~厚20mm","m2","1",6.83,{"v":6.7,"d":"6.70"},{"v":0.3,"d":"0.30"},0.58,0.29,null,0.32,0.35,null,0.03,1.39,16.79,16.79]
[null,"11-37","素水泥浆抹灰(无107胶)","m2","1",1.21,0.73,null,{"v":0.1,"d":"0.10"},0.05,null,0.05,0.06,null,null,{"v":0.2,"d":"0.20"},{"v":2.4,"d":"2.40"},{"v":2.4,"d":"2.40"}]
["98","011101003001","细石混凝土楼地面:1.30mm厚C20细石混凝土楼地面\n2.素水泥浆一道","m2","1.00",{"v":16.6,"d":"16.60"},12.25,0.49,{"v":1.4,"d":"1.40"},{"v":0.7,"d":"0.70"},null,0.76,0.86,null,0.06,2.98,{"v":36.1,"d":"36.10"},{"v":36.1,"d":"36.10"}]
[null,"10-7","细石混凝土楼地面~厚30mm","m2","1",11.13,10.47,0.42,0.95,0.47,null,0.52,0.58,null,0.05,2.21,{"v":26.8,"d":"26.80"},{"v":26.8,"d":"26.80"}]
[null,"10-5","水泥砂浆随捣随抹","m2","1",4.26,1.05,0.07,0.35,0.18,null,0.19,0.22,null,0.01,0.57,{"v":6.9,"d":"6.90"},{"v":6.9,"d":"6.90"}]
[null,"11-37","素水泥浆抹灰(无107胶)","m2","1",1.21,0.73,null,{"v":0.1,"d":"0.10"},0.05,null,0.05,0.06,null,null,{"v":0.2,"d":"0.20"},{"v":2.4,"d":"2.40"},{"v":2.4,"d":"2.40"}]
["99","011102001001","石材楼地面:1.18mm厚654花岗岩面板\n2.20mm厚1;2.5水泥砂浆结合层\n3.107胶素水泥浆","m2","1.00",{"v":30.9,"d":"30.90"},137.83,0.67,2.59,1.29,null,1.42,1.58,null,0.34,15.89,192.51,192.51]
[null,"10-17","花岗岩楼地面湿铺 水泥砂浆","m2","1",29.69,137.06,0.67,2.49,1.24,null,1.37,1.52,null,0.34,15.69,190.07,190.07]
[null,"11-38","素水泥浆抹灰(有107胶)","m2","1",1.21,0.77,null,{"v":0.1,"d":"0.10"},0.05,null,0.05,0.06,null,null,{"v":0.2,"d":"0.20"},2.44,2.44]
["100","011102003001","块料楼地面:1.600*600抛光砖\n2.30mm厚1：2.5水泥砂浆结合层\n3.素水泥浆抹灰","m2","1.00",{"v":31.1,"d":"31.10"},85.28,0.53,2.58,1.29,null,1.42,1.58,null,0.24,11.16,135.18,135.18]
[null,"10-31","地砖楼地面 周长2400mm以内密缝","m2","1",29.89,84.51,0.53,2.48,1.24,null,1.37,1.52,null,0.24,10.96,132.74,132.74]
[null,"11-38","素水泥浆抹灰(有107胶)","m2","1",1.21,0.77,null,{"v":0.1,"d":"0.10"},0.05,null,0.05,0.06,null,null,{"v":0.2,"d":"0.20"},2.44,2.44]
[]
[]
[]
["工程量清单综合单价计算表"]
["单位(专业)工程名称:温岭市住房保障和房管事务中心2019年度直管公房维护项目-市区部分",{"$nulls":9},"第20页 共32页"]
["序\n号","编号","名称","计量\n单位","数量","综合单价(元)",{"$nulls":11},"合计\n(元)"]
[{"$nulls":5},"人工费","材料费","机械费","管理费","利润","风险\n费用","组织\n措施","排污费、\n社保费、\n公积金","危险作业\n意外伤害\n保险费","农民工工\n伤保险费","税金","小计"]
["101","011105001001","水泥砂浆踢脚线:1.踢脚线高度：120mm\n2.9mm厚1：3水泥砂浆底层\n3.6mm厚1：2水泥砂浆面层","m2","1.00",28.02,{"v":8.1,"d":"8.10"},0.42,{"v":2.3,"d":"2.30"},1.15,null,1.27,1.41,null,0.08,3.85,{"v":46.6,"d":"46.60"},{"v":46.6,"d":"46.60"}]
[null,"10-61","踢脚线 水泥砂浆","m2","1",28.02,{"v":8.1,"d":"8.10"},0.42,{"v":2.3,"d":"2.30"},1.15,null,1.27,1.41,null,0.08,3.85,{"v":46.6,"d":"46.60"},{"v":46.6,"d":"46.60"}]
["102","011105002001","石材踢脚线:1.1：3水泥砂浆抹底灰\n2.640花岗岩板踢脚线","m2","1.00",49.78,140.67,0.45,4.07,2.03,null,2.25,2.48,null,0.39,{"v":18.2,"d":"18.20"},220.32,220.32]
[null,"10-65","踢脚线 花岗岩","m2","1",40.01,135.87,0.25,3.26,1.63,null,{"v":1.8,"d":"1.80"},1.99,null,0.36,16.67,201.84,201.84]
[null,"11-8","墙面水泥砂浆抹底灰~15mm厚","m2","1",9.77,{"v":4.8,"d":"4.80"},{"v":0.2,"d":"0.20"},0.81,{"v":0.4,"d":"0.40"},null,0.45,0.49,null,0.03,1.53,18.48,18.48]
["103","011105003001","块料踢脚线:1.1：3水泥砂浆抹底灰\n2.抛光砖踢脚线","m2","1.00",60.29,89.61,0.39,4.91,2.45,null,2.72,{"v":3,"d":"3.00"},null,0.32,14.74,178.43,178.43]
[null,"10-66","踢脚线 地砖","m2","1",50.52,84.81,0.19,{"v":4.1,"d":"4.10"},2.05,null,2.27,2.51,null,0.29,13.21,159.95,159.95]
[null,"11-8","墙面水泥砂浆抹底灰~15mm厚","m2","1",9.77,{"v":4.8,"d":"4.80"},{"v":0.2,"d":"0.20"},0.81,{"v":0.4,"d":"0.40"},null,0.45,0.49,null,0.03,1.53,18.48,18.48]
["104","011106001001","石材楼梯面层:1.18mm芝麻灰花岗岩板面、楼梯踏步嵌铜条\n2.30mm1：3水泥砂浆结合层\n3.107胶素水泥浆","m2","1.00",95.06,152.41,{"v":0.6,"d":"0.60"},7.74,3.88,null,4.27,4.74,null,0.52,24.23,293.45,293.45]
[null,"10-80","花岗岩楼梯面","m2","1",93.85,151.64,{"v":0.6,"d":"0.60"},7.64,3.83,null,4.22,4.68,null,0.52,24.03,291.01,291.01]
[null,"11-38","素水泥浆抹灰(有107胶)","m2","1",1.21,0.77,null,{"v":0.1,"d":"0.10"},0.05,null,0.05,0.06,null,null,{"v":0.2,"d":"0.20"},2.44,2.44]
[]
[]
[]
["工程量清单综合单价计算表"]
["单位(专业)工程名称:温岭市住房保障和房管事务中心2019年度直管公房维护项目-市区部分",{"$nulls":9},"第21页 共32页"]
["序\n号","编号","名称","计量\n单位","数量","综合单价(元)",{"$nulls":11},"合计\n(元)"]
[{"$nulls":5},"人工费","材料费","机械费","管理费","利润","风险\n费用","组织\n措施","排污费、\n社保费、\n公积金","危险作业\n意外伤害\n保险费","农民工工\n伤保险费","税金","小计"]
["105","011106004001","水泥砂浆楼梯面层:1.20mm厚1：3水泥砂浆找平\n2.5mm厚1：2水泥砂浆压光","m2","1.00",69.93,22.55,0.85,5.73,2.87,null,3.17,3.51,null,0.21,9.79,118.61,118.61]
[null,"10-76","水泥砂浆楼梯面","m2","1",69.93,22.55,0.85,5.73,2.87,null,3.17,3.51,null,0.21,9.79,118.61,118.61]
["106","011106001002","石材磨边:1.踢脚线磨斜边","m","1.00",5.25,3.29,null,0.42,0.21,null,0.23,0.26,null,0.02,0.87,10.55,10.55]
[null,"15-90","石材磨 斜边","m","1",5.25,3.29,null,0.42,0.21,null,0.23,0.26,null,0.02,0.87,10.55,10.55]
["107","011106001003","楼梯踏步铜嵌条:1.楼梯踏步铜嵌条","m","1.00",{"v":15.6,"d":"15.60"},6.65,0.57,1.36,0.68,null,0.75,0.83,null,0.05,2.38,28.87,28.87]
[null,"10-86","楼梯踏步嵌条 铜嵌条","m","1",{"v":15.6,"d":"15.60"},6.65,0.57,1.36,0.68,null,0.75,0.83,null,0.05,2.38,28.87,28.87]
[null,null,"M 墙、柱面装饰与隔断、幕墙工程",null,"0",{"$nulls":12},650.33]
["108","011201001001","界面剂:1.梁、柱混凝土面刷界面剂","m2","1.00",5.13,0.72,null,0.42,0.21,null,0.23,0.25,null,0.01,0.63,{"v":7.6,"d":"7.60"},{"v":7.6,"d":"7.60"}]
[null,"11-39","干粉型界面剂抹灰","m2","1",5.13,0.72,null,0.42,0.21,null,0.23,0.25,null,0.01,0.63,{"v":7.6,"d":"7.60"},{"v":7.6,"d":"7.60"}]
["109","011201001002","墙面水泥砂浆抹灰:1.墙面采用14mm厚1：3水泥砂浆打底，6mm厚1:2.5水泥砂浆抹平压光","m2","1.00",14.97,7.12,0.38,1.24,0.62,null,0.69,0.76,null,0.05,2.32,28.15,28.15]
[null,"11-2","墙面水泥砂浆抹灰 ~14+6mm","m2","1",14.97,7.12,0.38,1.24,0.62,null,0.69,0.76,null,0.05,2.32,28.15,28.15]
["110","011201001003","墙面混合砂浆抹灰:1.墙面采用14mm厚1：1：6混合砂浆打底，6mm厚1:1:4混合砂浆抹平压光","m2","1.00",15.91,8.57,0.38,1.32,0.66,null,0.73,0.81,null,0.06,2.56,{"v":31,"d":"31.00"},{"v":31,"d":"31.00"}]
[null,"11-3","墙面混合砂浆抹灰 ~14+6mm","m2","1",15.91,8.57,0.38,1.32,0.66,null,0.73,0.81,null,0.06,2.56,{"v":31,"d":"31.00"},{"v":31,"d":"31.00"}]
[]
[]
[]
["工程量清单综合单价计算表"]
["单位(专业)工程名称:温岭市住房保障和房管事务中心2019年度直管公房维护项目-市区部分",{"$nulls":9},"第22页 共32页"]
["序\n号","编号","名称","计量\n单位","数量","综合单价(元)",{"$nulls":11},"合计\n(元)"]
[{"$nulls":5},"人工费","材料费","机械费","管理费","利润","风险\n费用","组织\n措施","排污费、\n社保费、\n公积金","危险作业\n意外伤害\n保险费","农民工工\n伤保险费","税金","小计"]
["111","011202001001","柱、梁面水泥砂浆抹灰:1.柱、梁面采用14mm厚1：3水泥砂浆打底，6mm厚1:2.5水泥砂浆抹平压光","m2","1.00",19.47,6.85,0.37,1.61,{"v":0.8,"d":"0.80"},null,0.89,0.98,null,0.06,2.79,33.82,33.82]
[null,"11-13","柱、梁面水泥砂浆抹灰~14+6mm","m2","1",19.47,6.85,0.37,1.61,{"v":0.8,"d":"0.80"},null,0.89,0.98,null,0.06,2.79,33.82,33.82]
["112","011202001002","柱、梁面混合砂浆抹灰:1.柱、梁采用14mm厚1：1：6混合砂浆打底，6mm厚1:1:4混合砂浆抹平压光","m2","1.00",20.69,8.25,0.37,{"v":1.7,"d":"1.70"},0.85,null,0.94,1.04,null,0.07,3.05,36.96,36.96]
[null,"11-14","柱、梁面混合砂浆抹灰~14+6mm","m2","1",20.69,8.25,0.37,{"v":1.7,"d":"1.70"},0.85,null,0.94,1.04,null,0.07,3.05,36.96,36.96]
["113","011203001001","零星项目水泥砂浆抹灰:1.采用14mm厚1：3水泥砂浆打底，6mm厚1:2.5水泥砂浆抹平压光","m2","1.00",39.34,6.86,0.37,3.21,1.61,null,1.78,1.97,null,0.11,4.97,60.22,60.22]
[null,"11-21","零星抹灰 水泥砂浆~","m2","1",39.34,6.86,0.37,3.21,1.61,null,1.78,1.97,null,0.11,4.97,60.22,60.22]
["114","011203001002","零星项目混合抹灰:1.采用14mm厚1：1：6混合砂浆打底，6mm厚1:1:4混合砂浆抹平压光","m2","1.00",41.86,8.26,0.37,3.42,1.71,null,1.89,2.09,null,0.12,5.37,65.09,65.09]
[null,"11-22","零星抹灰 混合砂浆~","m2","1",41.86,8.26,0.37,3.42,1.71,null,1.89,2.09,null,0.12,5.37,65.09,65.09]
["115","011204003001","内墙面：300×600瓷砖:1.基层：15mm厚1:2.5水泥砂浆抹灰\n2.面层：300×600瓷砖饰面","m2","1.00",{"v":47.3,"d":"47.30"},62.51,{"v":0.4,"d":"0.40"},3.86,1.93,null,2.14,2.36,null,0.23,10.87,{"v":131.6,"d":"131.60"},{"v":131.6,"d":"131.60"}]
[null,"11-8","墙面水泥砂浆抹底灰~15mm厚","m2","1",9.77,{"v":4.8,"d":"4.80"},{"v":0.2,"d":"0.20"},0.81,{"v":0.4,"d":"0.40"},null,0.45,0.49,null,0.03,1.53,18.48,18.48]
[]
[]
[]
["工程量清单综合单价计算表"]
["单位(专业)工程名称:温岭市住房保障和房管事务中心2019年度直管公房维护项目-市区部分",{"$nulls":9},"第23页 共32页"]
["序\n号","编号","名称","计量\n单位","数量","综合单价(元)",{"$nulls":11},"合计\n(元)"]
[{"$nulls":5},"人工费","材料费","机械费","管理费","利润","风险\n费用","组织\n措施","排污费、\n社保费、\n公积金","危险作业\n意外伤害\n保险费","农民工工\n伤保险费","税金","小计"]
[null,"11-56","水泥砂浆粘贴墙面瓷砖(周长1200mm以上)","m2","1",37.53,57.71,{"v":0.2,"d":"0.20"},3.05,1.53,null,1.69,1.87,null,{"v":0.2,"d":"0.20"},9.34,113.12,113.12]
["116","011204003002","内墙面：300×300瓷砖:1.基层：15mm厚1:2.5水泥砂浆抹灰\n2.面层：300×300瓷砖饰面","m2","1.00",53.92,57.46,{"v":0.4,"d":"0.40"},{"v":4.4,"d":"4.40"},{"v":2.2,"d":"2.20"},null,2.43,2.69,null,0.24,11.14,134.88,134.88]
[null,"11-8","墙面水泥砂浆抹底灰~15mm厚","m2","1",9.77,{"v":4.8,"d":"4.80"},{"v":0.2,"d":"0.20"},0.81,{"v":0.4,"d":"0.40"},null,0.45,0.49,null,0.03,1.53,18.48,18.48]
[null,"11-55","水泥砂浆粘贴墙面瓷砖(周长1200mm以内)","m2","1",44.15,52.66,{"v":0.2,"d":"0.20"},3.59,{"v":1.8,"d":"1.80"},null,1.98,{"v":2.2,"d":"2.20"},null,0.21,9.61,{"v":116.4,"d":"116.40"},{"v":116.4,"d":"116.40"}]
["117","011204003003","外墙面砖墙面:1.基层：15mm厚1:2.5水泥砂浆抹灰\n2.面层：45×95外墙面砖","m2","1.00",64.88,{"v":31.4,"d":"31.40"},0.44,5.29,2.64,null,2.92,3.23,null,0.21,{"v":10,"d":"10.00"},121.01,121.01]
[null,"11-8","墙面水泥砂浆抹底灰~15mm厚","m2","1",9.77,{"v":4.8,"d":"4.80"},{"v":0.2,"d":"0.20"},0.81,{"v":0.4,"d":"0.40"},null,0.45,0.49,null,0.03,1.53,18.48,18.48]
[null,"11-60","水泥砂浆粘贴外墙面砖(周长在300mm以内)","m2","1",55.11,{"v":26.6,"d":"26.60"},0.24,4.48,2.24,null,2.47,2.74,null,0.18,8.47,102.53,102.53]
[null,null,"N 天棚工程",null,"0",{"$nulls":12},848.86]
["118","011301001001","水泥砂浆天棚抹灰:1.混凝土面采用界面剂处理\n2.15mm厚1:2.5水泥砂浆抹灰","m2","1.00",20.09,6.15,0.22,1.65,0.83,null,0.91,{"v":1,"d":"1.00"},null,0.06,2.78,33.69,33.69]
[null,"12-2","天棚水泥砂浆抹灰 ","m2","1",14.96,5.43,0.22,1.23,0.62,null,0.68,0.75,null,0.05,2.15,26.09,26.09]
[null,"11-39","干粉型界面剂抹灰","m2","1",5.13,0.72,null,0.42,0.21,null,0.23,0.25,null,0.01,0.63,{"v":7.6,"d":"7.60"},{"v":7.6,"d":"7.60"}]
["119","011301001002","混合砂浆天棚抹灰:1.混凝土面采用界面剂处理\n2.15mm厚1：1：6水泥砂浆抹灰","m2","1.00",22.06,7.28,0.22,1.81,{"v":0.9,"d":"0.90"},null,{"v":1,"d":"1.00"},{"v":1.1,"d":"1.10"},null,0.06,{"v":3.1,"d":"3.10"},37.53,37.53]
[]
[]
[]
["工程量清单综合单价计算表"]
["单位(专业)工程名称:温岭市住房保障和房管事务中心2019年度直管公房维护项目-市区部分",{"$nulls":9},"第24页 共32页"]
["序\n号","编号","名称","计量\n单位","数量","综合单价(元)",{"$nulls":11},"合计\n(元)"]
[{"$nulls":5},"人工费","材料费","机械费","管理费","利润","风险\n费用","组织\n措施","排污费、\n社保费、\n公积金","危险作业\n意外伤害\n保险费","农民工工\n伤保险费","税金","小计"]
[null,"11-39","干粉型界面剂抹灰","m2","1",5.13,0.72,null,0.42,0.21,null,0.23,0.25,null,0.01,0.63,{"v":7.6,"d":"7.60"},{"v":7.6,"d":"7.60"}]
[null,"12-3","天棚混合砂浆抹灰 ","m2","1",16.93,6.56,0.22,1.39,0.69,null,0.77,0.85,null,0.05,2.47,29.93,29.93]
["120","011302001001","吊顶天棚:1.铝板吊顶","m2","1.00",31.56,134.94,null,2.55,1.28,null,1.41,1.56,null,0.34,15.63,189.27,189.27]
[null,"12-23","嵌入式铝合金方板天棚","m2","1",31.56,134.94,null,2.55,1.28,null,1.41,1.56,null,0.34,15.63,189.27,189.27]
["121","011302001002","木工骨石膏板吊顶:1.天棚骨架：木龙骨骨架，单层\n2.饰面层：9mm厚石膏板","m2","1.00",26.54,51.76,null,2.14,1.07,null,1.19,1.32,null,0.17,7.58,91.77,91.77]
[null,"12-7","平面单层 方木天棚龙骨","m2","1",13.65,38.21,null,{"v":1.1,"d":"1.10"},0.55,null,0.61,0.68,null,0.11,4.94,59.85,59.85]
[null,"12-42","钉在木龙骨上石膏板平面","m2","1",12.89,13.55,null,1.04,0.52,null,0.58,0.64,null,0.06,2.64,31.92,31.92]
["122","011302001003","轻钢龙骨石膏板吊顶:1.天棚骨架：U38轻钢龙骨\n2.饰面层：9mm厚石膏板","m2","1.00",31.39,34.38,null,2.53,1.27,null,1.41,1.55,null,0.14,6.54,79.21,79.21]
[null,"12-16","轻钢龙骨吊顶平面（U38型）","m2","1",17.84,20.83,null,1.44,0.72,null,{"v":0.8,"d":"0.80"},0.88,null,0.08,3.83,46.42,46.42]
[null,"12-40","按在U型轻钢龙骨上石膏板平面","m2","1",13.55,13.55,null,1.09,0.55,null,0.61,0.67,null,0.06,2.71,32.79,32.79]
["123","011302001004","轻钢龙骨石膏板吊顶:1.天棚骨架：U50轻钢龙骨\n2.饰面层：9mm厚石膏板","m2","1.00",32.28,36.47,null,{"v":2.6,"d":"2.60"},1.31,null,1.45,{"v":1.6,"d":"1.60"},null,0.15,6.83,82.69,82.69]
[null,"12-18","轻钢龙骨吊顶平面（U50型）","m2","1",18.73,22.92,null,1.51,0.76,null,0.84,0.93,null,0.09,4.12,{"v":49.9,"d":"49.90"},{"v":49.9,"d":"49.90"}]
[null,"12-40","按在U型轻钢龙骨上石膏板平面","m2","1",13.55,13.55,null,1.09,0.55,null,0.61,0.67,null,0.06,2.71,32.79,32.79]
[]
[]
[]
["工程量清单综合单价计算表"]
["单位(专业)工程名称:温岭市住房保障和房管事务中心2019年度直管公房维护项目-市区部分",{"$nulls":9},"第25页 共32页"]
["序\n号","编号","名称","计量\n单位","数量","综合单价(元)",{"$nulls":11},"合计\n(元)"]
[{"$nulls":5},"人工费","材料费","机械费","管理费","利润","风险\n费用","组织\n措施","排污费、\n社保费、\n公积金","危险作业\n意外伤害\n保险费","农民工工\n伤保险费","税金","小计"]
["124","011302001005","吊顶天棚:1.天棚骨架：木龙骨骨架，单层\n2.饰面层：PVC板饰面，塑料角线","m2","1.00",27.43,75.95,null,2.21,1.11,null,1.23,1.36,null,0.22,9.85,119.36,119.36]
[null,"12-7","平面单层 方木天棚龙骨","m2","1",13.65,38.21,null,{"v":1.1,"d":"1.10"},0.55,null,0.61,0.68,null,0.11,4.94,59.85,59.85]
[null,"12-54","空腹PVC板天棚面","m2","1",13.78,37.74,null,1.11,0.56,null,0.62,0.68,null,0.11,4.91,59.51,59.51]
["125","011302001006","吊顶天棚:1.天棚骨架：U38轻钢龙骨\n2.饰面层：PVC板饰面，塑料角线","m2","1.00",31.62,58.57,null,2.55,1.28,null,1.42,1.56,null,0.19,8.74,105.93,105.93]
[null,"12-16","轻钢龙骨吊顶平面（U38型）","m2","1",17.84,20.83,null,1.44,0.72,null,{"v":0.8,"d":"0.80"},0.88,null,0.08,3.83,46.42,46.42]
[null,"12-54","空腹PVC板天棚面","m2","1",13.78,37.74,null,1.11,0.56,null,0.62,0.68,null,0.11,4.91,59.51,59.51]
["126","011302001007","吊顶天棚:1.天棚骨架：U50轻钢龙骨\n2.饰面层：PVC板饰面，塑料角线","m2","1.00",32.51,60.66,null,2.62,1.32,null,1.46,1.61,null,{"v":0.2,"d":"0.20"},9.03,109.41,109.41]
[null,"12-18","轻钢龙骨吊顶平面（U50型）","m2","1",18.73,22.92,null,1.51,0.76,null,0.84,0.93,null,0.09,4.12,{"v":49.9,"d":"49.90"},{"v":49.9,"d":"49.90"}]
[null,"12-54","空腹PVC板天棚面","m2","1",13.78,37.74,null,1.11,0.56,null,0.62,0.68,null,0.11,4.91,59.51,59.51]
[null,null,"P 油漆、涂料、裱糊工程",null,"0",{"$nulls":12},273.86]
["127","011407001001","外墙弹性涂料（拉毛）:1.外墙面水泥砂浆抹灰\n2.外墙面满批防水腻子2遍\n3.外墙面涂刷弹性涂料（一底一中一面）三层","m2","1.00",11.27,33.73,null,1.91,0.96,null,1.06,1.17,null,{"v":0.1,"d":"0.10"},4.52,54.72,54.72]
[]
[]
[]
["工程量清单综合单价计算表"]
["单位(专业)工程名称:温岭市住房保障和房管事务中心2019年度直管公房维护项目-市区部分",{"$nulls":9},"第26页 共32页"]
["序\n号","编号","名称","计量\n单位","数量","综合单价(元)",{"$nulls":11},"合计\n(元)"]
[{"$nulls":5},"人工费","材料费","机械费","管理费","利润","风险\n费用","组织\n措施","排污费、\n社保费、\n公积金","危险作业\n意外伤害\n保险费","农民工工\n伤保险费","税金","小计"]
[null,"14-168","外墙涂料 弹性涂料（拉毛）","m2","1",11.27,33.73,null,1.91,0.96,null,1.06,1.17,null,{"v":0.1,"d":"0.10"},4.52,54.72,54.72]
["128","011407001002","外墙弹性涂料（平涂）:1.外墙面水泥砂浆抹灰\n2.外墙面满批防水腻子2遍\n3.外墙面涂刷弹性涂料（一底一中一面）三层","m2","1.00",11.27,28.73,null,1.91,0.96,null,1.06,1.17,null,0.09,4.07,49.26,49.26]
[null,"14-168","外墙涂料 弹性涂料","m2","1",11.27,28.73,null,1.91,0.96,null,1.06,1.17,null,0.09,4.07,49.26,49.26]
["129","011407001003","内墙面乳胶漆面层:1.内墙水泥混合砂浆抹灰\n2.内墙满批普通腻子2遍\n3.刷、喷乳胶漆2遍","m2","1.00",7.47,20.53,null,1.27,0.63,null,{"v":0.7,"d":"0.70"},0.78,null,0.06,2.83,34.27,34.27]
[null,"14-155","墙、柱、天棚面~乳胶漆  二遍","m2","1",7.47,20.53,null,1.27,0.63,null,{"v":0.7,"d":"0.70"},0.78,null,0.06,2.83,34.27,34.27]
["130","011407001004","批白水泥:1.批白水泥二遍","m2","1.00",1.04,10.96,null,0.18,0.09,null,{"v":0.1,"d":"0.10"},0.11,null,0.02,1.13,13.63,13.63]
[null,"14-174","抹灰面刷白水泥浆二遍 光面","m2","1",1.04,10.96,null,0.18,0.09,null,{"v":0.1,"d":"0.10"},0.11,null,0.02,1.13,13.63,13.63]
["131","011401001001","木门油漆:单层木门~聚脂清漆三遍","m2","1.00",35.12,15.71,null,2.84,1.42,null,1.57,1.74,null,0.11,5.27,63.78,63.78]
[null,"14-1","单层木门~聚脂清漆三遍","m2","1",35.12,15.71,null,2.84,1.42,null,1.57,1.74,null,0.11,5.27,63.78,63.78]
["132","011401001002","木门油漆:1.底油一遍、刮腻子\n2.调和漆二遍","m2","1.00",{"v":31.5,"d":"31.50"},4.39,null,2.55,1.28,null,1.41,1.56,null,0.08,3.85,46.62,46.62]
[null,"14-17","单层木门 调和漆 底油一遍、刮腻子~调和漆二遍","m2","1",{"v":31.5,"d":"31.50"},4.39,null,2.55,1.28,null,1.41,1.56,null,0.08,3.85,46.62,46.62]
[]
[]
[]
["工程量清单综合单价计算表"]
["单位(专业)工程名称:温岭市住房保障和房管事务中心2019年度直管公房维护项目-市区部分",{"$nulls":9},"第27页 共32页"]
["序\n号","编号","名称","计量\n单位","数量","综合单价(元)",{"$nulls":11},"合计\n(元)"]
[{"$nulls":5},"人工费","材料费","机械费","管理费","利润","风险\n费用","组织\n措施","排污费、\n社保费、\n公积金","危险作业\n意外伤害\n保险费","农民工工\n伤保险费","税金","小计"]
["133","011403001001","木扶手油漆:1.刷底油1遍，刮腻子\n2.刷调和漆2遍","m","1.00",8.37,0.43,null,0.68,0.34,null,0.37,0.41,null,0.02,0.96,11.58,11.58]
[null,"14-54","木扶手 调和漆 底油一遍 刮腻子~调和漆二遍","m","1",8.37,0.43,null,0.68,0.34,null,0.37,0.41,null,0.02,0.96,11.58,11.58]
[null,null,"Q 其他装饰工程",null,"0",{"$nulls":12},808.18]
["134","011503001001","不锈钢栏杆 H=1100mm:1.阳台304不锈钢栏杆H=1100mm\n2.管材厚度及规格详有关图集规定","m","1.00",{"v":28.8,"d":"28.80"},{"v":191.2,"d":"191.20"},null,4.89,2.45,null,{"v":2.7,"d":"2.70"},{"v":3,"d":"3.00"},null,0.45,21.01,{"v":254.5,"d":"254.50"},{"v":254.5,"d":"254.50"}]
[null,"10-95","304不锈钢栏杆H=1100mm","m","1",{"v":28.8,"d":"28.80"},{"v":191.2,"d":"191.20"},null,4.89,2.45,null,{"v":2.7,"d":"2.70"},{"v":3,"d":"3.00"},null,0.45,21.01,{"v":254.5,"d":"254.50"},{"v":254.5,"d":"254.50"}]
["135","011503001002","不锈钢栏杆 H=300mm:1.阳台304不锈钢栏杆H=300mm\n2.管材厚度及规格详有关图集规定","m","1.00",{"v":28.8,"d":"28.80"},{"v":93.4,"d":"93.40"},null,4.89,2.45,null,{"v":2.7,"d":"2.70"},{"v":3,"d":"3.00"},null,0.26,{"v":12.2,"d":"12.20"},{"v":147.7,"d":"147.70"},{"v":147.7,"d":"147.70"}]
[null,"10-95","304不锈钢栏杆H=300mm","m","1",{"v":28.8,"d":"28.80"},{"v":93.4,"d":"93.40"},null,4.89,2.45,null,{"v":2.7,"d":"2.70"},{"v":3,"d":"3.00"},null,0.26,{"v":12.2,"d":"12.20"},{"v":147.7,"d":"147.70"},{"v":147.7,"d":"147.70"}]
["136","011503001003","靠墙扶手:参15J403-1图集E4页K7","m","1.00",{"v":28.2,"d":"28.20"},{"v":71.8,"d":"71.80"},null,4.79,{"v":2.4,"d":"2.40"},null,2.65,2.93,null,0.22,10.17,123.16,123.16]
[null,"10-111","靠墙扶手 不锈钢管","m","1",{"v":28.2,"d":"28.20"},{"v":71.8,"d":"71.80"},null,4.79,{"v":2.4,"d":"2.40"},null,2.65,2.93,null,0.22,10.17,123.16,123.16]
["137","011503002001","硬木扶手:楼梯木扶手钢栏杆,参15J403-1图集B15页A4a型25","m","1.00",30.85,214.15,null,5.24,2.62,null,{"v":2.9,"d":"2.90"},3.21,null,{"v":0.5,"d":"0.50"},23.35,282.82,282.82]
[null,"10-97","硬木扶手直形 型钢栏杆","m","1",30.85,214.15,null,5.24,2.62,null,{"v":2.9,"d":"2.90"},3.21,null,{"v":0.5,"d":"0.50"},23.35,282.82,282.82]
[null,null,"R 拆除工程",null,"0",{"$nulls":12},2066.31]
[]
[]
[]
["工程量清单综合单价计算表"]
["单位(专业)工程名称:温岭市住房保障和房管事务中心2019年度直管公房维护项目-市区部分",{"$nulls":9},"第28页 共32页"]
["序\n号","编号","名称","计量\n单位","数量","综合单价(元)",{"$nulls":11},"合计\n(元)"]
[{"$nulls":5},"人工费","材料费","机械费","管理费","利润","风险\n费用","组织\n措施","排污费、\n社保费、\n公积金","危险作业\n意外伤害\n保险费","农民工工\n伤保险费","税金","小计"]
["138","011601001001","砖砌体拆除:1.空心砖墙拆除","m3","1.00",69.92,null,null,5.55,2.78,null,3.07,{"v":3.4,"d":"3.40"},null,0.17,7.64,92.53,92.53]
[null,"15-122","空心砖墙拆除","m3","1",69.92,null,null,5.55,2.78,null,3.07,{"v":3.4,"d":"3.40"},null,0.17,7.64,92.53,92.53]
["139","011601001002","砖砌体拆除:1.实心砖墙拆除","m3","1.00",70.66,1.17,36.78,10.89,5.45,null,6.02,6.67,null,0.27,12.41,150.32,150.32]
[null,"15-123","实心砖墙拆除","m3","1",70.66,1.17,36.78,10.89,5.45,null,6.02,6.67,null,0.27,12.41,150.32,150.32]
["140","011602001001","混凝土构件拆除:1.混凝土无筋基础拆除","m3","1.00",{"v":69.7,"d":"69.70"},0.23,68.51,15.42,7.72,null,8.53,9.45,null,0.35,16.19,{"v":196.1,"d":"196.10"},{"v":196.1,"d":"196.10"}]
[null,"1-96","素混凝土基础无筋拆除","m3","1",{"v":69.7,"d":"69.70"},0.23,68.51,15.42,7.72,null,8.53,9.45,null,0.35,16.19,{"v":196.1,"d":"196.10"},{"v":196.1,"d":"196.10"}]
["141","011602002001","钢筋混凝土构件拆除:1.混凝土有筋基础拆除","m3","1.00",104.55,0.32,87.91,{"v":21,"d":"21.00"},10.51,null,11.61,12.86,null,0.49,22.43,271.68,271.68]
[null,"1-97","钢筋混凝土基础有筋拆除","m3","1",104.55,0.32,87.91,{"v":21,"d":"21.00"},10.51,null,11.61,12.86,null,0.49,22.43,271.68,271.68]
["142","011602002002","钢筋混凝土构件拆除:1.混凝土梁、柱拆除","m3","1.00",{"v":156.4,"d":"156.40"},2.69,140.48,32.62,16.33,null,18.03,19.98,null,0.75,34.86,422.14,422.14]
[null,"15-118","结构拆除 混凝土梁、柱","m3","1",{"v":156.4,"d":"156.40"},2.69,140.48,32.62,16.33,null,18.03,19.98,null,0.75,34.86,422.14,422.14]
["143","011602002003","钢筋混凝土构件拆除:1.混凝土墙、板、雨蓬拆除","m3","1.00",{"v":128.8,"d":"128.80"},2.59,134.24,29.53,14.78,null,16.32,18.09,null,0.67,31.05,376.07,376.07]
[null,"15-119","混凝土墙、板、雨篷拆除","m3","1",{"v":128.8,"d":"128.80"},2.59,134.24,29.53,14.78,null,16.32,18.09,null,0.67,31.05,376.07,376.07]
["144","011604001001","平面抹灰层拆除:1.水泥砂浆地面拆除","m2","1.00",{"v":11.5,"d":"11.50"},null,null,0.91,0.46,null,{"v":0.5,"d":"0.50"},0.56,null,0.03,1.26,15.22,15.22]
[null,"15-124","水泥砂浆地面拆除","m2","1",{"v":11.5,"d":"11.50"},null,null,0.91,0.46,null,{"v":0.5,"d":"0.50"},0.56,null,0.03,1.26,15.22,15.22]
["145","011604002001","立面抹灰层拆除:1.水泥砂浆墙面拆除","m2","1.00",5.79,null,null,0.46,0.23,null,0.25,0.28,null,0.01,0.63,7.65,7.65]
[]
[]
[]
["工程量清单综合单价计算表"]
["单位(专业)工程名称:温岭市住房保障和房管事务中心2019年度直管公房维护项目-市区部分",{"$nulls":9},"第29页 共32页"]
["序\n号","编号","名称","计量\n单位","数量","综合单价(元)",{"$nulls":11},"合计\n(元)"]
[{"$nulls":5},"人工费","材料费","机械费","管理费","利润","风险\n费用","组织\n措施","排污费、\n社保费、\n公积金","危险作业\n意外伤害\n保险费","农民工工\n伤保险费","税金","小计"]
[null,"15-130","水泥砂浆墙面拆除","m2","1",5.79,null,null,0.46,0.23,null,0.25,0.28,null,0.01,0.63,7.65,7.65]
["146","011604002002","立面抹灰层拆除:1.石灰砂浆墙面拆除","m2","1.00",4.74,null,null,0.38,0.19,null,0.21,0.23,null,0.01,0.52,6.28,6.28]
[null,"15-131","石灰砂浆墙面拆除","m2","1",4.74,null,null,0.38,0.19,null,0.21,0.23,null,0.01,0.52,6.28,6.28]
["147","011604003001","天棚抹灰面拆除:1.天棚抹灰面拆除","m2","1.00",5.63,null,null,0.45,0.22,null,0.25,0.27,null,0.01,0.61,7.44,7.44]
[null,"15-136","天棚铲灰壳","m2","1",5.63,null,null,0.45,0.22,null,0.25,0.27,null,0.01,0.61,7.44,7.44]
["148","011605001001","平面块料拆除:1.地砖、缸砖地面拆除","m2","1.00",15.84,null,null,1.26,0.63,null,0.69,0.77,null,0.04,1.73,20.96,20.96]
[null,"15-126","地砖、缸砖地面拆除","m2","1",15.84,null,null,1.26,0.63,null,0.69,0.77,null,0.04,1.73,20.96,20.96]
["149","011605001002","平面块料拆除:1.大理石、花岗石地面拆除","m2","1.00",{"v":15,"d":"15.00"},null,null,1.19,{"v":0.6,"d":"0.60"},null,0.66,0.73,null,0.04,1.64,19.86,19.86]
[null,"15-127","大理石、花岗石地面拆除","m2","1",{"v":15,"d":"15.00"},null,null,1.19,{"v":0.6,"d":"0.60"},null,0.66,0.73,null,0.04,1.64,19.86,19.86]
["150","011605002001","立面块料拆除:1.干挂大理石、花岗石墙面拆除","m2","1.00",{"v":2.9,"d":"2.90"},null,null,0.23,0.11,null,0.13,0.14,null,0.01,0.32,3.84,3.84]
[null,"15-132","干挂大理石、花岗石墙面拆除","m2","1",{"v":2.9,"d":"2.90"},null,null,0.23,0.11,null,0.13,0.14,null,0.01,0.32,3.84,3.84]
["151","011605002002","立面块料拆除:1.湿贴大理石、花岗石墙面拆除","m2","1.00",{"v":6.9,"d":"6.90"},null,null,0.55,0.27,null,{"v":0.3,"d":"0.30"},0.34,null,0.02,0.75,9.13,9.13]
[null,"15-133","湿贴大理石、花岗石墙面拆除","m2","1",{"v":6.9,"d":"6.90"},null,null,0.55,0.27,null,{"v":0.3,"d":"0.30"},0.34,null,0.02,0.75,9.13,9.13]
["152","011605002003","立面块料拆除:1.瓷砖、面砖墙面拆除","m2","1.00",7.65,null,null,0.61,{"v":0.3,"d":"0.30"},null,0.34,0.37,null,0.02,0.84,10.13,10.13]
[null,"15-134","瓷砖、面砖墙面拆除","m2","1",7.65,null,null,0.61,{"v":0.3,"d":"0.30"},null,0.34,0.37,null,0.02,0.84,10.13,10.13]
[]
[]
[]
["工程量清单综合单价计算表"]
["单位(专业)工程名称:温岭市住房保障和房管事务中心2019年度直管公房维护项目-市区部分",{"$nulls":9},"第30页 共32页"]
["序\n号","编号","名称","计量\n单位","数量","综合单价(元)",{"$nulls":11},"合计\n(元)"]
[{"$nulls":5},"人工费","材料费","机械费","管理费","利润","风险\n费用","组织\n措施","排污费、\n社保费、\n公积金","危险作业\n意外伤害\n保险费","农民工工\n伤保险费","税金","小计"]
["153","011606002001","墙柱面龙骨及饰面拆除:1.墙柱面龙骨及饰面拆除","m2","1.00",4.11,null,null,0.33,0.16,null,0.18,{"v":0.2,"d":"0.20"},null,0.01,0.45,5.44,5.44]
[null,"15-135","其他饰面墙面拆除","m2","1",4.11,null,null,0.33,0.16,null,0.18,{"v":0.2,"d":"0.20"},null,0.01,0.45,5.44,5.44]
["154","011607001001","刚性层拆除:1.混凝土其他块体拆除","m2","1.00",{"v":138,"d":"138.00"},2.25,137.42,30.71,15.38,null,16.98,18.82,null,{"v":0.7,"d":"0.70"},32.42,392.68,392.68]
[null,"15-120","混凝土其他块体拆除","m3","1",{"v":138,"d":"138.00"},2.25,137.42,30.71,15.38,null,16.98,18.82,null,{"v":0.7,"d":"0.70"},32.42,392.68,392.68]
["155","011608002001","铲除涂料面:1.抹灰面铲涂料","m2","1.00",4.08,0.01,null,0.32,0.16,null,0.18,{"v":0.2,"d":"0.20"},null,0.01,0.45,5.41,5.41]
[null,"15-148","抹灰面铲涂料","m2","1",4.08,0.01,null,0.32,0.16,null,0.18,{"v":0.2,"d":"0.20"},null,0.01,0.45,5.41,5.41]
["156","011610001001","木门窗拆除:1.木门窗拆除","m2","1.00",10.54,null,null,0.84,0.42,null,0.46,0.51,null,0.02,1.15,13.94,13.94]
[null,"15-138","木门窗拆除","m2","1",10.54,null,null,0.84,0.42,null,0.46,0.51,null,0.02,1.15,13.94,13.94]
["157","011610002001","金属门窗拆除:1.金属门窗拆除","m2","1.00",12.45,null,null,0.99,0.49,null,0.55,0.61,null,0.03,1.36,16.48,16.48]
[null,"15-139","金属门窗拆除","m2","1",12.45,null,null,0.99,0.49,null,0.55,0.61,null,0.03,1.36,16.48,16.48]
["158","011609001001","栏杆、栏板拆除:金属栏杆拆除","m","1.00",17.39,null,null,1.38,0.69,null,0.76,0.85,null,0.04,{"v":1.9,"d":"1.90"},23.01,23.01]
[null,"15-145","金属栏板拆除","m","1",17.39,null,null,1.38,0.69,null,0.76,0.85,null,0.04,{"v":1.9,"d":"1.90"},23.01,23.01]
[null,null,"其他工程",null,"0",{"$nulls":12},1959.05]
["159","01B001","零星点工:1.计工日零星点工","工日","1",null,{"v":260,"d":"260.00"},{"$nulls":7},0.51,23.45,283.96,283.96]
[null,"综合价","零星点工","工日","1",null,{"v":260,"d":"260.00"},{"$nulls":7},0.51,23.45,283.96,283.96]
[]
[]
[]
["工程量清单综合单价计算表"]
["单位(专业)工程名称:温岭市住房保障和房管事务中心2019年度直管公房维护项目-市区部分",{"$nulls":9},"第31页 共32页"]
["序\n号","编号","名称","计量\n单位","数量","综合单价(元)",{"$nulls":11},"合计\n(元)"]
[{"$nulls":5},"人工费","材料费","机械费","管理费","利润","风险\n费用","组织\n措施","排污费、\n社保费、\n公积金","危险作业\n意外伤害\n保险费","农民工工\n伤保险费","税金","小计"]
["160","01B002","玻璃钢化粪池安装:1.玻璃钢化粪池安装","m3","1.00",null,{"v":1000,"d":"1000.00"},{"$nulls":7},1.95,90.18,1092.13,1092.13]
[null,"综合价","玻璃钢化粪池安装","m3","1",null,{"v":1000,"d":"1000.00"},{"$nulls":7},1.95,90.18,1092.13,1092.13]
["161","01B003","小青瓦屋面拆除:1.小青瓦屋面拆除（含基层）","m2","1.00",null,{"v":18.8,"d":"18.80"},{"$nulls":7},0.04,{"v":1.7,"d":"1.70"},20.54,20.54]
[null,"综合价","小青瓦屋面拆除","m2","1",null,{"v":18.8,"d":"18.80"},{"$nulls":7},0.04,{"v":1.7,"d":"1.70"},20.54,20.54]
["162","01B004","排水沟盖板:1.排水沟盖板","m2","1.00",{"v":9.2,"d":"9.20"},250.46,{"v":0.4,"d":"0.40"},0.76,0.38,null,0.42,0.47,null,0.51,23.63,286.23,286.23]
[null,"9-75","地沟复合盖板","m2","1",{"v":9.2,"d":"9.20"},250.46,{"v":0.4,"d":"0.40"},0.76,0.38,null,0.42,0.47,null,0.51,23.63,286.23,286.23]
["163","01B005","换雨水斗:1.换雨水斗","个","1",null,13.61,{"$nulls":7},0.03,1.23,14.87,14.87]
[null,"综合价","换雨水斗","个","1",null,13.61,{"$nulls":7},0.03,1.23,14.87,14.87]
["164","031001006001","塑料管:1.排水管DE110*3.2","m","1.00",13.48,23.42,null,1.07,0.54,null,0.59,0.66,null,0.08,3.59,43.43,43.43]
[null,"C10-273","室内承插塑料排水管安装(零件粘接)  公称直径100mm以内","m","1",13.48,23.42,null,1.07,0.54,null,0.59,0.66,null,0.08,3.59,43.43,43.43]
["165","031001006002","塑料管:1.排水管de75*2.3","m","1.00",11.11,12.44,null,0.88,0.44,null,0.49,0.54,null,0.05,2.34,28.29,28.29]
[null,"C10-272","室内承插塑料排水管安装(零件粘接)  公称直径75mm以内","m","1",11.11,12.44,null,0.88,0.44,null,0.49,0.54,null,0.05,2.34,28.29,28.29]
["166","01B006","门窗边侧修补粉刷:门窗侧修补及粉刷(含白水泥批白二遍)","m","1.00",null,{"v":18.8,"d":"18.80"},{"$nulls":7},0.04,{"v":1.7,"d":"1.70"},20.54,20.54]
[null,"综合价","门窗侧修补及粉刷(含白水泥批白二遍)","m","1",null,{"v":18.8,"d":"18.80"},{"$nulls":7},0.04,{"v":1.7,"d":"1.70"},20.54,20.54]
[]
[]
[]
["工程量清单综合单价计算表"]
["单位(专业)工程名称:温岭市住房保障和房管事务中心2019年度直管公房维护项目-市区部分",{"$nulls":9},"第32页 共32页"]
["序\n号","编号","名称","计量\n单位","数量","综合单价(元)",{"$nulls":11},"合计\n(元)"]
[{"$nulls":5},"人工费","材料费","机械费","管理费","利润","风险\n费用","组织\n措施","排污费、\n社保费、\n公积金","危险作业\n意外伤害\n保险费","农民工工\n伤保险费","税金","小计"]
["167","01B007","木结构、砖混结构房子拆除:1.木结构、砖混结构房子拆除\n2.拆除垃圾外运另计","m2","1.00",null,{"v":37.6,"d":"37.60"},{"$nulls":7},0.07,3.39,41.06,41.06]
[null,"综合价","木结构、砖混结构房子拆除","m2","1",null,{"v":37.6,"d":"37.60"},{"$nulls":7},0.07,3.39,41.06,41.06]
["168","01B008","汽车运建筑垃圾:1.汽车运建筑垃圾~运距7KM","m3","1.00",{"v":67.9,"d":"67.90"},null,24.98,9.12,4.57,null,5.04,5.59,null,0.23,10.57,{"v":128,"d":"128.00"},{"v":128,"d":"128.00"}]
[null,"15-150+15-151*2换","汽车运建筑垃圾~运距7(km)","m3","1",{"v":67.9,"d":"67.90"},null,24.98,9.12,4.57,null,5.04,5.59,null,0.23,10.57,{"v":128,"d":"128.00"},{"v":128,"d":"128.00"}]
{"$rows_empty":10}
["合计",{"$nulls":16},58958.28]

{"sheet":"施工技术措施项目清单与计价表","index":2,"n_rows":69,"n_cols":11,"rows_kept":69,"merged":[[0,0,0,10],[1,0,1,7],[1,8,1,10],[2,0,3,0],[2,1,3,1],[2,2,3,2],[2,3,3,3],[2,4,3,4],[2,5,3,5],[2,6,3,6],[2,7,3,7],[2,8,2,9],[2,10,3,10],[20,0,20,6],[24,0,24,10],[25,0,25,7],[25,8,25,10],[26,0,27,0],[26,1,27,1],[26,2,27,2],[26,3,27,3],[26,4,27,4],[26,5,27,5],[26,6,27,6],[26,7,27,7],[26,8,26,9],[26,10,27,10],[44,0,44,6],[48,0,48,10],[49,0,49,7],[49,8,49,10],[50,0,51,0],[50,1,51,1],[50,2,51,2],[50,3,51,3],[50,4,51,4],[50,5,51,5],[50,6,51,6],[50,7,51,7],[50,8,50,9],[50,10,51,10],[67,0,67,6],[68,0,68,6]]}
["施工技术措施项目清单与计价表"]
["单位(专业)工程名称:温岭市住房保障和房管事务中心2019年度直管公房维护项目-市区部分",{"$nulls":7},"第1页 共3页"]
["序号","项目\n编码","项目名称","项目\n特征","计量\n单位","工程量","综合单价\n(元)","合价\n(元)","其中(元)",null,"备注"]
[{"$nulls":8},"人工费","机械费"]
[null,null,"S.2混凝土模板及支架（撑）（编码：011702）",null,null,"0",null,1006.14,510.77,18.54]
["1","011702001001","基础垫层","1.基础垫层模板","m2","1.00",48.41,48.41,24.61,0.52]
["2","011702001002","基础","1.独立基础模板","m2","1.00",40.37,40.37,{"v":19,"d":"19.00"},0.55]
["3","011702001003","基础","1.无梁式带形基础模板","m2","1.00",40.67,40.67,21.25,0.42]
["4","011702001004","基础","1.有梁式带形基础模板","m2","1.00",42.28,42.28,20.24,0.93]
["5","011702002001","矩形柱","1.矩形柱模板，支模高度3.6米内","m2","1.00",{"v":51.3,"d":"51.30"},{"v":51.3,"d":"51.30"},25.76,1.33]
["6","011702003001","构造柱","1.构造柱模板，支模高度3.6米内","m2","1.00",{"v":51.3,"d":"51.30"},{"v":51.3,"d":"51.30"},25.76,1.33]
["7","011702002002","矩形柱","1.矩形柱模板，支模超高每增1米","m2","1.00",3.26,3.26,1.79,0.06]
["8","011702005001","基础梁","1.基础梁模板","m2","1.00",50.24,50.24,22.39,{"v":1.7,"d":"1.70"}]
["9","011702006001","矩形梁","1.矩形梁模板，支模高度3.6米内","m2","1.00",64.21,64.21,32.15,1.97]
["10","011702006002","矩形梁","1.矩形梁模板，支模超高每增1米","m2","1.00",5.57,5.57,3.04,0.18]
["11","011702008001","圈梁","1.圈梁模板","m2","1.00",47.96,47.96,{"v":28,"d":"28.00"},0.41]
["12","011702009001","过梁","1.过梁模板","m2","1.00",47.96,47.96,{"v":28,"d":"28.00"},0.41]
["13","011702011001","直形墙","1.直行墙模板，支模高度3.6米内","m2","1.00",40.08,40.08,19.09,0.89]
["14","011702011002","直形墙","1.直行墙模板，支模高度每增1米","m2","1.00",3.23,3.23,1.79,0.06]
["15","011702016001","平板","1.板模板，支模高度3.6米内","m2","1.00",45.02,45.02,20.24,1.49]
["本页小计",{"$nulls":6},581.86,293.11,12.25]
[]
[]
[]
["施工技术措施项目清单与计价表"]
["单位(专业)工程名称:温岭市住房保障和房管事务中心2019年度直管公房维护项目-市区部分",{"$nulls":7},"第2页 共3页"]
["序号","项目\n编码","项目名称","项目\n特征","计量\n单位","工程量","综合单价\n(元)","合价\n(元)","其中(元)",null,"备注"]
[{"$nulls":8},"人工费","机械费"]
["16","011702016002","平板","1.板模板，支模高度每增1米","m2","1.00",4.91,4.91,{"v":2.3,"d":"2.30"},0.19]
["17","011702022001","天沟、檐沟","1.檐沟、挑檐模板","m2","1.00",61.81,61.81,36.88,0.86]
["18","011702023001","雨篷、悬挑板、阳台板","1.雨蓬、阳台模板","m2","1.00",110.84,110.84,61.64,1.85]
["19","011702024001","楼梯","1.直行楼梯模板","m2","1.00",176.79,176.79,{"v":87.4,"d":"87.40"},{"v":2.5,"d":"2.50"}]
["20","011702025001","其他现浇构件","1.窗台等小型构件模板","m2","1.00",69.93,69.93,29.44,0.89]
[null,null,"S.1 脚手架工程（编码：011701)",null,null,"0",null,106.74,52.16,7.08]
["21","011701002001","外脚手架","1.外墙砌筑脚手架高度7米内","m2","1.00",7.39,7.39,3.64,0.81]
["22","011701002002","外脚手架","1.外墙砌筑脚手架高度13米内","m2","1.00",8.89,8.89,3.95,0.87]
["23","011701002003","外脚手架","1.外墙砌筑脚手架高度20米内","m2","1.00",10.66,10.66,{"v":4.5,"d":"4.50"},0.94]
["24","011701002004","外脚手架","1.外墙砌筑脚手架高度30米内","m2","1.00",14.75,14.75,6.51,1.01]
["25","011701002005","外脚手架","1.外墙砌筑脚手架高度40米内","m2","1.00",19.51,19.51,8.77,1.05]
["26","011701002006","外脚手架","1.外墙砌筑脚手架高度50米内","m2","1.00",23.46,23.46,10.45,1.32]
["27","011701003001","内墙脚手架","1.内墙饰面脚手架高度3.6米内","m2","1.00",{"v":1.8,"d":"1.80"},{"v":1.8,"d":"1.80"},1.06,0.17]
["28","011701003002","内墙脚手架","1.内墙饰面脚手架高度3.6米以上","m2","1.00",4.14,4.14,2.58,0.17]
["29","011701006001","满堂脚手架","1.满堂脚手架高度3.6m~5.2m，用于天棚勾缝、刷浆油漆","m2","1.00",5.36,5.36,3.57,{"v":0.3,"d":"0.30"}]
["30","011701006002","满堂脚手架","1.满堂脚手架高度3.6m~5.2m，用于天棚饰面","m2","1.00",8.09,8.09,5.36,{"v":0.3,"d":"0.30"}]
["本页小计",{"$nulls":6},528.33,268.05,13.23]
[]
[]
[]
["施工技术措施项目清单与计价表"]
["单位(专业)工程名称:温岭市住房保障和房管事务中心2019年度直管公房维护项目-市区部分",{"$nulls":7},"第3页 共3页"]
["序号","项目\n编码","项目名称","项目\n特征","计量\n单位","工程量","综合单价\n(元)","合价\n(元)","其中(元)",null,"备注"]
[{"$nulls":8},"人工费","机械费"]
["31","011701006003","满堂脚手架","1.满堂脚手架高度每增1.2m，用于天棚勾缝、刷浆油漆","m2","1.00",1.08,1.08,0.71,0.07]
["32","011701006004","满堂脚手架","1.满堂脚手架高度每增1.2m，用于天棚饰面","m2","1.00",1.61,1.61,1.06,0.07]
{"$rows_empty":13}
["本页小计",{"$nulls":6},2.69,1.77,0.14]
["合计",{"$nulls":6},1112.88,562.93,25.62]

{"sheet":"措施项目清单综合单价计算表","index":3,"n_rows":122,"n_cols":18,"rows_kept":122,"merged":[[0,0,0,17],[1,0,1,9],[1,10,1,17],[2,0,3,0],[2,1,3,1],[2,2,3,2],[2,3,3,3],[2,4,3,4],[2,5,2,16],[2,17,3,17],[21,0,21,17],[22,0,22,9],[22,10,22,17],[23,0,24,0],[23,1,24,1],[23,2,24,2],[23,3,24,3],[23,4,24,4],[23,5,23,16],[23,17,24,17],[42,0,42,17],[43,0,43,9],[43,10,43,17],[44,0,45,0],[44,1,45,1],[44,2,45,2],[44,3,45,3],[44,4,45,4],[44,5,44,16],[44,17,45,17],[63,0,63,17],[64,0,64,9],[64,10,64,17],[65,0,66,0],[65,1,66,1],[65,2,66,2],[65,3,66,3],[65,4,66,4],[65,5,65,16],[65,17,66,17],[83,0,83,17],[84,0,84,9],[84,10,84,17],[85,0,86,0],[85,1,86,1],[85,2,86,2],[85,3,86,3],[85,4,86,4],[85,5,85,16],[85,17,86,17],[101,0,101,17],[102,0,102,9],[102,10,102,17],[103,0,104,0],[103,1,104,1],[103,2,104,2],[103,3,104,3],[103,4,104,4],[103,5,103,16],[103,17,104,17],[121,0,121,16]]}
["措施项目清单综合单价计算表"]
["单位(专业)工程名称:温岭市住房保障和房管事务中心2019年度直管公房维护项目-市区部分",{"$nulls":9},"第1页 共6页"]
["序\n号","编号","名称","计量\n单位","数量","综合单价(元)",{"$nulls":11},"合计\n(元)"]
[{"$nulls":5},"人工费","材料费","机械费","管理费","利润","风险\n费用","组织\n措施","排污费、\n社保费、\n公积金","危险作业\n意外伤害\n保险费","农民工工\n伤保险费","税金","小计"]
[null,null,"S.2混凝土模板及支架（撑）（编码：011702）",null,"0",{"$nulls":12},1006.14]
["1","011702001001","基础垫层:1.基础垫层模板","m2","1.00",24.61,13.78,0.52,2.03,1.02,null,1.12,1.24,null,0.09,{"v":4,"d":"4.00"},48.41,48.41]
[null,"4-135","现浇砼基础垫层模板","m2","1",24.61,13.78,0.52,2.03,1.02,null,1.12,1.24,null,0.09,{"v":4,"d":"4.00"},48.41,48.41]
["2","011702001002","基础:1.独立基础模板","m2","1.00",{"v":19,"d":"19.00"},13.19,0.55,1.59,0.79,null,0.88,0.97,null,0.07,3.33,40.37,40.37]
[null,"4-141","现浇砼独立基础 复合木模","m2","1",{"v":19,"d":"19.00"},13.19,0.55,1.59,0.79,null,0.88,0.97,null,0.07,3.33,40.37,40.37]
["3","011702001003","基础:1.无梁式带形基础模板","m2","1.00",21.25,10.91,0.42,1.75,0.87,null,0.97,1.07,null,0.07,3.36,40.67,40.67]
[null,"4-137","现浇带形基础 无梁式砼 复合木模","m2","1",21.25,10.91,0.42,1.75,0.87,null,0.97,1.07,null,0.07,3.36,40.67,40.67]
["4","011702001004","基础:1.有梁式带形基础模板","m2","1.00",20.24,{"v":12.9,"d":"12.90"},0.93,1.74,0.87,null,0.96,1.07,null,0.08,3.49,42.28,42.28]
[null,"4-139","现浇带形基础 有梁式砼 复合木模","m2","1",20.24,{"v":12.9,"d":"12.90"},0.93,1.74,0.87,null,0.96,1.07,null,0.08,3.49,42.28,42.28]
["5","011702002001","矩形柱:1.矩形柱模板，支模高度3.6米内","m2","1.00",25.76,13.91,1.33,2.24,1.12,null,1.24,1.37,null,0.09,4.24,{"v":51.3,"d":"51.30"},{"v":51.3,"d":"51.30"}]
[null,"4-156","现浇砼矩形柱 复合木模~支模高度3.6m","m2","1",25.76,13.91,1.33,2.24,1.12,null,1.24,1.37,null,0.09,4.24,{"v":51.3,"d":"51.30"},{"v":51.3,"d":"51.30"}]
["6","011702003001","构造柱:1.构造柱模板，支模高度3.6米内","m2","1.00",25.76,13.91,1.33,2.24,1.12,null,1.24,1.37,null,0.09,4.24,{"v":51.3,"d":"51.30"},{"v":51.3,"d":"51.30"}]
[null,"4-156","现浇砼矩形柱 复合木模~支模高度3.6m","m2","1",25.76,13.91,1.33,2.24,1.12,null,1.24,1.37,null,0.09,4.24,{"v":51.3,"d":"51.30"},{"v":51.3,"d":"51.30"}]
["7","011702002002","矩形柱:1.矩形柱模板，支模超高每增1米","m2","1.00",1.79,0.73,0.06,0.15,0.08,null,0.08,0.09,null,0.01,0.27,3.26,3.26]
[]
[]
[]
["措施项目清单综合单价计算表"]
["单位(专业)工程名称:温岭市住房保障和房管事务中心2019年度直管公房维护项目-市区部分",{"$nulls":9},"第2页 共6页"]
["序\n号","编号","名称","计量\n单位","数量","综合单价(元)",{"$nulls":11},"合计\n(元)"]
[{"$nulls":5},"人工费","材料费","机械费","管理费","利润","风险\n费用","组织\n措施","排污费、\n社保费、\n公积金","危险作业\n意外伤害\n保险费","农民工工\n伤保险费","税金","小计"]
[null,"4-160","现浇砼柱支模超高 每增加1m","m2","1",1.79,0.73,0.06,0.15,0.08,null,0.08,0.09,null,0.01,0.27,3.26,3.26]
["8","011702005001","基础梁:1.基础梁模板","m2","1.00",22.39,16.52,{"v":1.7,"d":"1.70"},2.02,1.01,null,1.12,1.24,null,0.09,4.15,50.24,50.24]
[null,"4-162","现浇砼基础梁 复合木模","m2","1",22.39,16.52,{"v":1.7,"d":"1.70"},2.02,1.01,null,1.12,1.24,null,0.09,4.15,50.24,50.24]
["9","011702006001","矩形梁:1.矩形梁模板，支模高度3.6米内","m2","1.00",32.15,17.12,1.97,2.83,1.42,null,1.57,1.74,null,0.11,{"v":5.3,"d":"5.30"},64.21,64.21]
[null,"4-165","现浇砼矩形梁 复合木模~支模高度3.6m","m2","1",32.15,17.12,1.97,2.83,1.42,null,1.57,1.74,null,0.11,{"v":5.3,"d":"5.30"},64.21,64.21]
["10","011702006002","矩形梁:1.矩形梁模板，支模超高每增1米","m2","1.00",3.04,1.17,0.18,0.27,0.13,null,0.15,0.16,null,0.01,0.46,5.57,5.57]
[null,"4-172","现浇砼梁支模超高每增加1m","m2","1",3.04,1.17,0.18,0.27,0.13,null,0.15,0.16,null,0.01,0.46,5.57,5.57]
["11","011702008001","圈梁:1.圈梁模板","m2","1.00",{"v":28,"d":"28.00"},9.42,0.41,2.28,1.14,null,1.26,{"v":1.4,"d":"1.40"},null,0.09,3.96,47.96,47.96]
[null,"4-170","现浇砼直形圈过梁 复合木模","m2","1",{"v":28,"d":"28.00"},9.42,0.41,2.28,1.14,null,1.26,{"v":1.4,"d":"1.40"},null,0.09,3.96,47.96,47.96]
["12","011702009001","过梁:1.过梁模板","m2","1.00",{"v":28,"d":"28.00"},9.42,0.41,2.28,1.14,null,1.26,{"v":1.4,"d":"1.40"},null,0.09,3.96,47.96,47.96]
[null,"4-170","现浇砼直形圈过梁 复合木模","m2","1",{"v":28,"d":"28.00"},9.42,0.41,2.28,1.14,null,1.26,{"v":1.4,"d":"1.40"},null,0.09,3.96,47.96,47.96]
["13","011702011001","直形墙:1.直行墙模板，支模高度3.6米内","m2","1.00",19.09,12.34,0.89,1.64,0.82,null,0.91,1.01,null,0.07,3.31,40.08,40.08]
[null,"4-182","现浇砼直形墙 复合木模~支模高度3.6m","m2","1",19.09,12.34,0.89,1.64,0.82,null,0.91,1.01,null,0.07,3.31,40.08,40.08]
["14","011702011002","直形墙:1.直行墙模板，支模高度每增1米","m2","1.00",1.79,{"v":0.7,"d":"0.70"},0.06,0.15,0.08,null,0.08,0.09,null,0.01,0.27,3.23,3.23]
[]
[]
[]
["措施项目清单综合单价计算表"]
["单位(专业)工程名称:温岭市住房保障和房管事务中心2019年度直管公房维护项目-市区部分",{"$nulls":9},"第3页 共6页"]
["序\n号","编号","名称","计量\n单位","数量","综合单价(元)",{"$nulls":11},"合计\n(元)"]
[{"$nulls":5},"人工费","材料费","机械费","管理费","利润","风险\n费用","组织\n措施","排污费、\n社保费、\n公积金","危险作业\n意外伤害\n保险费","农民工工\n伤保险费","税金","小计"]
[null,"4-188","现浇砼墙支模超高每增加1m","m2","1",1.79,{"v":0.7,"d":"0.70"},0.06,0.15,0.08,null,0.08,0.09,null,0.01,0.27,3.23,3.23]
["15","011702016001","平板:1.板模板，支模高度3.6米内","m2","1.00",20.24,14.63,1.49,1.82,0.91,null,1.01,1.12,null,0.08,3.72,45.02,45.02]
[null,"4-174","现浇砼板 复合木模~支模高度3.6m","m2","1",20.24,14.63,1.49,1.82,0.91,null,1.01,1.12,null,0.08,3.72,45.02,45.02]
["16","011702016002","平板:1.板模板，支模高度每增1米","m2","1.00",{"v":2.3,"d":"2.30"},1.43,0.19,0.21,0.11,null,0.12,0.13,null,0.01,0.41,4.91,4.91]
[null,"4-180","现浇砼板支模超高每增加1m","m2","1",{"v":2.3,"d":"2.30"},1.43,0.19,0.21,0.11,null,0.12,0.13,null,0.01,0.41,4.91,4.91]
["17","011702022001","天沟、檐沟:1.檐沟、挑檐模板","m2","1.00",36.88,10.72,0.86,3.05,1.53,null,1.69,1.87,null,0.11,{"v":5.1,"d":"5.10"},61.81,61.81]
[null,"4-196","现浇砼檐沟、挑檐","m2","1",36.88,10.72,0.86,3.05,1.53,null,1.69,1.87,null,0.11,{"v":5.1,"d":"5.10"},61.81,61.81]
["18","011702023001","雨篷、悬挑板、阳台板:1.雨蓬、阳台模板","m2","1.00",61.64,24.25,1.85,5.16,2.58,null,2.85,3.16,null,{"v":0.2,"d":"0.20"},9.15,110.84,110.84]
[null,"4-193","现浇砼全悬挑阳台、雨篷","m2","1",61.64,24.25,1.85,5.16,2.58,null,2.85,3.16,null,{"v":0.2,"d":"0.20"},9.15,110.84,110.84]
["19","011702024001","楼梯:1.直行楼梯模板","m2","1.00",{"v":87.4,"d":"87.40"},{"v":52.5,"d":"52.50"},{"v":2.5,"d":"2.50"},{"v":7.3,"d":"7.30"},3.66,null,4.04,4.47,null,0.32,{"v":14.6,"d":"14.60"},176.79,176.79]
[null,"4-189","现浇砼楼梯 直行","m2","1",{"v":87.4,"d":"87.40"},{"v":52.5,"d":"52.50"},{"v":2.5,"d":"2.50"},{"v":7.3,"d":"7.30"},3.66,null,4.04,4.47,null,0.32,{"v":14.6,"d":"14.60"},176.79,176.79]
["20","011702025001","其他现浇构件:1.窗台等小型构件模板","m2","1.00",29.44,27.15,0.89,2.46,1.23,null,1.36,1.51,null,0.12,5.77,69.93,69.93]
[null,"4-199","现浇砼小型构件模板","m2","1",29.44,27.15,0.89,2.46,1.23,null,1.36,1.51,null,0.12,5.77,69.93,69.93]
[null,null,"S.1 脚手架工程（编码：011701)",null,"0",{"$nulls":12},106.74]
[]
[]
[]
["措施项目清单综合单价计算表"]
["单位(专业)工程名称:温岭市住房保障和房管事务中心2019年度直管公房维护项目-市区部分",{"$nulls":9},"第4页 共6页"]
["序\n号","编号","名称","计量\n单位","数量","综合单价(元)",{"$nulls":11},"合计\n(元)"]
[{"$nulls":5},"人工费","材料费","机械费","管理费","利润","风险\n费用","组织\n措施","排污费、\n社保费、\n公积金","危险作业\n意外伤害\n保险费","农民工工\n伤保险费","税金","小计"]
["21","011701002001","外脚手架:1.外墙砌筑脚手架高度7米内","m2","1.00",3.64,1.25,0.81,{"v":0.4,"d":"0.40"},{"v":0.2,"d":"0.20"},null,0.22,0.25,null,0.01,0.61,7.39,7.39]
[null,"16-29*A0.6B0.3换","外墙脚手架 高度7m内`另行搭设外墙砌筑脚手架","m2","1",3.64,1.25,0.81,{"v":0.4,"d":"0.40"},{"v":0.2,"d":"0.20"},null,0.22,0.25,null,0.01,0.61,7.39,7.39]
["22","011701002002","外脚手架:1.外墙砌筑脚手架高度13米内","m2","1.00",3.95,2.15,0.87,0.44,0.22,null,0.24,0.27,null,0.02,0.73,8.89,8.89]
[null,"16-30*A0.6B0.3换","外墙脚手架 高度13m内`另行搭设外墙砌筑脚手架","m2","1",3.95,2.15,0.87,0.44,0.22,null,0.24,0.27,null,0.02,0.73,8.89,8.89]
["23","011701002003","外脚手架:1.外墙砌筑脚手架高度20米内","m2","1.00",{"v":4.5,"d":"4.50"},3.01,0.94,0.49,0.25,null,0.27,{"v":0.3,"d":"0.30"},null,0.02,0.88,10.66,10.66]
[null,"16-31*A0.6B0.3换","外墙脚手架 高度20m内`另行搭设外墙砌筑脚手架","m2","1",{"v":4.5,"d":"4.50"},3.01,0.94,0.49,0.25,null,0.27,{"v":0.3,"d":"0.30"},null,0.02,0.88,10.66,10.66]
["24","011701002004","外脚手架:1.外墙砌筑脚手架高度30米内","m2","1.00",6.51,4.22,1.01,0.66,0.33,null,0.37,{"v":0.4,"d":"0.40"},null,0.03,1.22,14.75,14.75]
[null,"16-32*A0.6B0.3换","外墙脚手架 高度30m内`另行搭设外墙砌筑脚手架","m2","1",6.51,4.22,1.01,0.66,0.33,null,0.37,{"v":0.4,"d":"0.40"},null,0.03,1.22,14.75,14.75]
["25","011701002005","外脚手架:1.外墙砌筑脚手架高度40米内","m2","1.00",8.77,5.79,1.05,0.85,0.42,null,0.47,0.52,null,0.03,1.61,19.51,19.51]
[null,"16-33*A0.6B0.3换","外墙脚手架 高度40m内`另行搭设外墙砌筑脚手架","m2","1",8.77,5.79,1.05,0.85,0.42,null,0.47,0.52,null,0.03,1.61,19.51,19.51]
["26","011701002006","外脚手架:1.外墙砌筑脚手架高度50米内","m2","1.00",10.45,{"v":7,"d":"7.00"},1.32,1.02,0.51,null,0.56,0.62,null,0.04,1.94,23.46,23.46]
[null,"16-34*A0.6B0.3换","外墙脚手架 高度50m内`另行搭设外墙砌筑脚手架","m2","1",10.45,{"v":7,"d":"7.00"},1.32,1.02,0.51,null,0.56,0.62,null,0.04,1.94,23.46,23.46]
["27","011701003001","内墙脚手架:1.内墙饰面脚手架高度3.6米内","m2","1.00",1.06,0.13,0.17,0.11,0.05,null,0.06,0.07,null,null,0.15,{"v":1.8,"d":"1.80"},{"v":1.8,"d":"1.80"}]
[]
[]
[]
["措施项目清单综合单价计算表"]
["单位(专业)工程名称:温岭市住房保障和房管事务中心2019年度直管公房维护项目-市区部分",{"$nulls":9},"第5页 共6页"]
["序\n号","编号","名称","计量\n单位","数量","综合单价(元)",{"$nulls":11},"合计\n(元)"]
[{"$nulls":5},"人工费","材料费","机械费","管理费","利润","风险\n费用","组织\n措施","排污费、\n社保费、\n公积金","危险作业\n意外伤害\n保险费","农民工工\n伤保险费","税金","小计"]
[null,"16-38*A0.6B0.3换","内墙脚手架 高度3.6m内`内墙饰面脚手架","m2","1",1.06,0.13,0.17,0.11,0.05,null,0.06,0.07,null,null,0.15,{"v":1.8,"d":"1.80"},{"v":1.8,"d":"1.80"}]
["28","011701003002","内墙脚手架:1.内墙饰面脚手架高度3.6米以上","m2","1.00",2.58,0.43,0.17,0.23,0.11,null,0.13,0.14,null,0.01,0.34,4.14,4.14]
[null,"16-39*A0.6B0.3换","内墙脚手架 高度3.6m上`另行搭设内墙饰面脚手架","m2","1",2.58,0.43,0.17,0.23,0.11,null,0.13,0.14,null,0.01,0.34,4.14,4.14]
["29","011701006001","满堂脚手架:1.满堂脚手架高度3.6m~5.2m，用于天棚勾缝、刷浆油漆","m2","1.00",3.57,0.17,{"v":0.3,"d":"0.30"},0.33,0.16,null,0.18,{"v":0.2,"d":"0.20"},null,0.01,0.44,5.36,5.36]
[null,"16-40*A0.4B0.1换","满堂脚手架~基本层3.6m～5.2m`天棚仅勾缝、刷浆油漆","m2","1",3.57,0.17,{"v":0.3,"d":"0.30"},0.33,0.16,null,0.18,{"v":0.2,"d":"0.20"},null,0.01,0.44,5.36,5.36]
["30","011701006002","满堂脚手架:1.满堂脚手架高度3.6m~5.2m，用于天棚饰面","m2","1.00",5.36,{"v":0.5,"d":"0.50"},{"v":0.3,"d":"0.30"},0.47,0.23,null,0.26,0.29,null,0.01,0.67,8.09,8.09]
[null,"16-40*A0.6B0.3换","满堂脚手架~基本层3.6m～5.2m`天棚饰面脚手架","m2","1",5.36,{"v":0.5,"d":"0.50"},{"v":0.3,"d":"0.30"},0.47,0.23,null,0.26,0.29,null,0.01,0.67,8.09,8.09]
["31","011701006003","满堂脚手架:1.满堂脚手架高度每增1.2m，用于天棚勾缝、刷浆油漆","m2","1.00",0.71,0.03,0.07,0.07,0.03,null,0.04,0.04,null,null,0.09,1.08,1.08]
[null,"16-41*A0.4B0.1换","满堂脚手架 每增加1.2m`天棚仅勾缝、刷浆油漆","m2","1",0.71,0.03,0.07,0.07,0.03,null,0.04,0.04,null,null,0.09,1.08,1.08]
["32","011701006004","满堂脚手架:1.满堂脚手架高度每增1.2m，用于天棚饰面","m2","1.00",1.06,0.09,0.07,{"v":0.1,"d":"0.10"},0.05,null,0.05,0.06,null,null,0.13,1.61,1.61]
[null,"16-41*A0.6B0.3换","满堂脚手架 每增加1.2m`天棚饰面脚手架","m2","1",1.06,0.09,0.07,{"v":0.1,"d":"0.10"},0.05,null,0.05,0.06,null,null,0.13,1.61,1.61]
[]
[]
[]
["措施项目清单综合单价计算表"]
["单位(专业)工程名称:温岭市住房保障和房管事务中心2019年度直管公房维护项目-市区部分",{"$nulls":9},"第6页 共6页"]
["序\n号","编号","名称","计量\n单位","数量","综合单价(元)",{"$nulls":11},"合计\n(元)"]
[{"$nulls":5},"人工费","材料费","机械费","管理费","利润","风险\n费用","组织\n措施","排污费、\n社保费、\n公积金","危险作业\n意外伤害\n保险费","农民工工\n伤保险费","税金","小计"]
{"$rows_empty":16}
["合计",{"$nulls":16},1112.88]

{"sheet":"主要工日价格表","index":4,"n_rows":8,"n_cols":5,"rows_kept":8,"merged":[[0,0,0,4],[1,0,1,3]]}
["主要工日价格表"]
["单位(专业)工程名称:温岭市住房保障和房管事务中心2019年度直管公房维护项目-市区部分",{"$nulls":3},"第1页 共1页"]
["序号","工 种","单位","数 量","单价(元)"]
["1","一类人工","工日",2.756,"85"]
["2","二类人工","工日",108.637,"92"]
["3","三类人工","工日",19.418,"105"]
["4","三类人工1","工日",3.252,"50"]
["5","人工(机械)","工日",4.581,"92"]

{"sheet":"主要材料价格表","index":5,"n_rows":136,"n_cols":8,"rows_kept":136,"merged":[[0,0,0,7],[1,0,1,6],[35,0,35,7],[36,0,36,6],[70,0,70,7],[71,0,71,6],[105,0,105,7],[106,0,106,6]]}
["主要材料价格表"]
["单位(专业)工程名称:温岭市住房保障和房管事务中心2019年度直管公房维护项目-市区部分",{"$nulls":6},"第1页 共4页"]
["序号","编码","材料名称","规格型号","单位","数量","单价(元)","备注"]
["1","0000001","一类人工",null,"工日",2.756,"85"]
["2","0000011","二类人工",null,"工日",108.637,"92"]
["3","0000021","三类人工",null,"工日",19.418,"105"]
["4","j0000011","人工(机械)",null,"工日",4.581,"92"]
["5","0101001","螺纹钢","HRB400级综合","t",{"v":1.02,"d":"1.020"},"3731"]
["6","0109001","圆钢","HPB300级综合","t",{"v":1.02,"d":"1.020"},"3897"]
["7","0109021","冷拔钢丝",null,"t",{"v":1.02,"d":"1.020"},"4124"]
["8","0109071","吊筋",null,"kg",3.215,"3.897"]
["9","0121011","角钢",null,"kg",1.155,"4.115"]
["10","0129223","镀锌薄钢板","δ0.5","m2",1.058,"20.63"]
["11","0307343","金属膨胀螺栓","M8×80","套",{"v":11.47,"d":"11.470"},"0.49"]
["12","0341013","电焊条","E43系列","kg",9.471,"6.28"]
["13","0351001","圆钉",null,"kg",3.032,"6.19"]
["14","0351051","水泥钉",null,"kg",0.085,"15.93"]
["15","0355071","钢丝网",null,"m2",{"v":1.1,"d":"1.100"},"5.58"]
["16","0357102","镀锌铁丝","8#","kg",0.007,"5.75"]
["17","0357104","镀锌铁丝","12#","kg",0.031,"5.75"]
["18","0357107","镀锌铁丝","18#","kg",0.081,"6.19"]
["19","0357109","镀锌铁丝","22#","kg",26.931,"6.19"]
["20","0359001","铁件",null,"kg",0.331,"4.87"]
["21","0359131","预埋铁件",null,"kg",0.564,"4.87"]
["22","0359231","屋架铁件",null,"kg",{"v":1.1,"d":"1.100"},"4.87"]
["23","0401011","水泥","32.5","kg",{"v":0.5,"d":"0.500"},"0.423"]
["24","0401031","水泥","42.5","kg",8126.911,"0.504"]
["25","0401071","白水泥",null,"kg",1.382,"0.796"]
["26","0401071","白水泥批白二遍","含人材机","m2",{"v":1,"d":"1.000"},"12"]
["27","0403043","黄砂(净砂)","综合","t",{"v":22.18,"d":"22.180"},"98.06"]
["28","0405001","碎石","综合","t",28.775,"98.06"]
["29","0407021","炉渣",null,"m3",1.411,"175"]
[]
[]
[]
["主要材料价格表"]
["单位(专业)工程名称:温岭市住房保障和房管事务中心2019年度直管公房维护项目-市区部分",{"$nulls":6},"第2页 共4页"]
["序号","编码","材料名称","规格型号","单位","数量","单价(元)","备注"]
["30","0409021","生石灰",null,"kg",{"v":123.83,"d":"123.830"},"0.728"]
["31","0409035","石灰膏",null,"m3",0.358,"602"]
["32","0409041","黄泥",null,"m3",0.139,"58.25"]
["33","0413021","蒸压灰砂砖","240×115×53","千块",0.549,"558"]
["34","0413091","混凝土实心砖","240×115×53","千块",2.899,"476"]
["35","0413101","混凝土多孔砖","240×115×90","千块",1.043,"621"]
["36","0413125","烧结页岩多孔砖","240×115×90","千块",1.036,"854"]
["37","0413231","烧结页岩实心砖","240×115×53","千块",2.691,"699"]
["38","0415441","蒸压砂加气混凝土砌块","(B06级)A3.5","m3",{"v":1.01,"d":"1.010"},"292"]
["39","0417041","小青瓦","180×170","千张",0.279,"563.1"]
["40","0417121","彩色水泥瓦","420×330","千张",0.011,"3110"]
["41","0417131","彩色水泥脊瓦","420×220","千张",0.003,"6310"]
["42","0431109","聚合物粘结砂浆",null,"kg",1.469,"1.15"]
["43","0431111","砌块砌筑粘结剂",null,"kg",{"v":79.17,"d":"79.170"},"0.469"]
["44","0501221","杉圆木","构件安装用","m3",{"v":1.05,"d":"1.050"},"1743"]
["45","0503001","杉板枋材",null,"m3",0.036,"1858"]
["46","0503011","松板枋材",null,"m3",0.018,"1681"]
["47","0503031","硬木板枋材(进口)",null,"m3",0.008,"4690"]
["48","0503133","杉格椽",null,"m3",0.007,"1814"]
["49","0503141","门窗杉板",null,"m3",0.024,"1858"]
["50","0503143","杉木砖",null,"m3",0.014,"1858"]
["51","0503145","杉搭木",null,"m3",0.006,"1858"]
["52","0503147","门窗框杉枋",null,"m3",0.079,"1858"]
["53","0503149","门窗扇杉枋",null,"m3",0.071,"1858"]
["54","0503251","围条硬木",null,"m3",0.002,"4690"]
["55","0505001","三夹板",null,"m2",{"v":4.12,"d":"4.120"},"15.04"]
["56","0661151","瓷砖","300×300","m2",{"v":1.02,"d":"1.020"},"48.67"]
["57","0663001","外墙面砖","45×95","m2",0.803,"28.32"]
["58","0665061","瓷砖","300×600","m2",{"v":1.03,"d":"1.030"},"53.1"]
[]
[]
[]
["主要材料价格表"]
["单位(专业)工程名称:温岭市住房保障和房管事务中心2019年度直管公房维护项目-市区部分",{"$nulls":6},"第3页 共4页"]
["序号","编码","材料名称","规格型号","单位","数量","单价(元)","备注"]
["59","0665111","地砖","600×600","m2",{"v":2.06,"d":"2.060"},"75.22"]
["60","0701101","花岗岩板","18mm厚654#","m2",{"v":2.04,"d":"2.040"},"127"]
["61","0701101","花岗岩板","18mm芝麻灰","m2",{"v":1.54,"d":"1.540"},"84.07"]
["62","0801011","石膏板","9","m2",{"v":3.21,"d":"3.210"},"11.5"]
["63","0805121","铝合金方板(配套)",null,"m2",{"v":1.07,"d":"1.070"},"119"]
["64","0809051","空腹PVC板",null,"m2",{"v":3.15,"d":"3.150"},"35.4"]
["65","0831001","轻钢大龙骨(承载龙骨)","U38","m",{"v":1.13,"d":"1.130"},"3.1"]
["66","0831121","轻型龙骨","U38","m2",{"v":2.12,"d":"2.120"},"15.93"]
["67","0831131","轻型龙骨","U50","m2",{"v":2.12,"d":"2.120"},"17.7"]
["68","0909001","铝合金百叶窗",null,"m2",{"v":1,"d":"1.000"},"279"]
["69","0909041","铝合金固定窗",null,"m2",{"v":1,"d":"1.000"},"177"]
["70","0909051","铝合金平开窗",null,"m2",{"v":1,"d":"1.000"},"283"]
["71","0909061","铝合金平开门",null,"m2",{"v":1,"d":"1.000"},"327"]
["72","0909091","铝合金推拉窗",null,"m2",{"v":1,"d":"1.000"},"235"]
["73","0909101","铝合金推拉门",null,"m2",{"v":1,"d":"1.000"},"305"]
["74","0911021","塑钢百叶窗",null,"m2",{"v":1,"d":"1.000"},"186"]
["75","0911041","塑钢固定窗",null,"m2",{"v":1,"d":"1.000"},"133"]
["76","0911051","塑钢平开窗",null,"m2",{"v":1,"d":"1.000"},"226"]
["77","0911061","塑钢平开门",null,"m2",{"v":1,"d":"1.000"},"248"]
["78","0911081","塑钢推拉窗",null,"m2",{"v":1,"d":"1.000"},"181"]
["79","0911091","塑钢推拉门",null,"m2",{"v":1,"d":"1.000"},"190"]
["80","0923041","进户保安门",null,"m2",{"v":1,"d":"1.000"},"664"]
["81","0923041","钢板防盗门",null,"m2",{"v":1,"d":"1.000"},"350"]
["82","0947001","球形锁",null,"把",{"v":1.01,"d":"1.010"},"26.55"]
["83","0947011","单开执手锁",null,"把",{"v":1.01,"d":"1.010"},"88.5"]
["84","1023001","型钢栏杆硬木扶手",null,"m",{"v":1,"d":"1.000"},"245"]
["85","1101411","弹性拉毛涂料","含人材机","m2",{"v":1,"d":"1.000"},"45"]
["86","1101421","弹性涂料中涂","含人材机","m2",{"v":1,"d":"1.000"},"40"]
["87","1103701","防水涂料","JS II","kg",{"v":6.15,"d":"6.150"},"8.85"]
[]
[]
[]
["主要材料价格表"]
["单位(专业)工程名称:温岭市住房保障和房管事务中心2019年度直管公房维护项目-市区部分",{"$nulls":6},"第4页 共4页"]
["序号","编码","材料名称","规格型号","单位","数量","单价(元)","备注"]
["88","1111341","乳胶漆二遍","含人材机","m2",{"v":1,"d":"1.000"},"28"]
["89","1157091","改性沥青卷材","3mm厚","m2",{"v":2.28,"d":"2.280"},"23.89"]
["90","1159031","建筑油膏",null,"kg",0.878,"3.628"]
["91","1241001","107胶",null,"kg",0.143,"1.15"]
["92","1312231","挤塑泡沫保温板","40 阻燃B2级","m2",{"v":1.02,"d":"1.020"},"24.76"]
["93","1404051","304不锈钢栏杆","H=1100mm","m",{"v":1,"d":"1.000"},"220"]
["94","1404051","304不锈钢靠墙扶手",null,"m",{"v":1,"d":"1.000"},"100"]
["95","1404101","304不锈钢栏杆","H=300mm","m",{"v":1,"d":"1.000"},"122.2"]
["96","3001001","钢支撑",null,"kg",4.047,"3.98"]
["97","3201011","钢模板",null,"kg",{"v":1.46,"d":"1.460"},"4.6"]
["98","3201021","木模板",null,"m3",0.096,"1504"]
["99","3201031","复合模板",null,"m2",{"v":1.62,"d":"1.620"},"33.19"]
["100","3203001","脚手架钢管",null,"kg",1.841,"3.98"]
["101","3203041","竹脚手片",null,"m2",0.478,"13.59"]
["102","3203171","脚手架十字扣",null,"副",0.478,"3.98"]
["103","3203191","脚手架斜扣",null,"副",0.016,"3.98"]
["104","3203211","脚手架一字扣",null,"副",0.106,"3.98"]
["105","3301341","高强模塑水篦盖板",null,"m2",{"v":1.01,"d":"1.010"},"240"]
["106","j1201011","柴油(机械)",null,"kg",49.451,"6.49"]
["107","j1201021","汽油(机械)",null,"kg",{"v":3.63,"d":"3.630"},"7.35"]
["108","综合价","小青瓦屋面拆除","含基层","m2",{"v":1,"d":"1.000"},"18.8"]
["109","综合价","换雨水斗",null,"个",{"v":1,"d":"1.000"},"13.61"]
["110","综合价","木结构、砖混结构房子拆除",null,"m2",{"v":1,"d":"1.000"},"37.6"]
["111","综合价","玻璃钢化粪池安装",null,"m3",{"v":1,"d":"1.000"},"1000"]
["112","综合价","门窗侧修补及粉刷","含白水泥批白二遍","米",{"v":1,"d":"1.000"},"18.8"]
["113","综合价","零星点工",null,"工日",{"v":1,"d":"1.000"},"260"]
["114","1431751-5","塑料排水管","de75*2.3","m",0.963,"7.63"]
["115","1431751-6","塑料排水管","de110*3.2","m",0.852,"14.53"]

{"sheet":"主要机械台班价格表","index":6,"n_rows":28,"n_cols":5,"rows_kept":28,"merged":[[0,0,0,4],[1,0,1,2],[1,3,1,4]]}
["主要机械台班价格表"]
["单位(专业)工程名称:温岭市住房保障和房管事务中心2019年度直管公房维护项目-市区部分",null,null,"第1页 共1页"]
["序号","机械设备名称","单位","数 量","单价(元)"]
["1","其他机械费","元",3.143,"0.94"]
["2","履带式推土机90kw","台班",{"v":0,"d":"0.000"},"751.3781"]
["3","履带式单斗挖掘机(液压)1M3","台班",0.004,"1110.7868"]
["4","电动夯实机20~62kg·m","台班",0.061,"7.3152"]
["5","风动凿岩机手持式","台班",3.667,"10.1568"]
["6","汽车式起重机5t","台班",0.008,"380.1638"]
["7","载货汽车4t","台班",0.065,"335.4668"]
["8","自卸汽车5t","台班",0.057,"438.2594"]
["9","自卸汽车12t","台班",0.035,"738.7819"]
["10","电动卷扬机单筒慢速50kN","台班",0.478,"113.168"]
["11","双锥反转出料混凝土搅拌机500L","台班",1.323,"124.112"]
["12","灰浆搅拌机200L","台班",0.717,"99.8912"]
["13","钢筋调直机φ40mm","台班",{"v":0.73,"d":"0.730"},"24.2784"]
["14","钢筋切断机φ40mm","台班",0.667,"10.9536"]
["15","钢筋弯曲机φ40mm","台班",0.694,"9.6192"]
["16","木工圆锯机φ500mm","台班",0.188,"4.6944"]
["17","木工压刨床单面600mm","台班",0.118,"8.6304"]
["18","剪板机40×3100","台班",0.007,"333.4464"]
["19","交流弧焊机32kv.A","台班",0.001,"7.6032"]
["20","直流弧焊机32KW","台班",0.512,"13.7664"]
["21","对焊机容量75KV.A","台班",0.092,"17.376"]
["22","内燃空气压缩机3m3/min","台班",1.859,"305.6736"]
["23","混凝土振捣器平板式BLL","台班",0.565,"13.5744"]
["24","混凝土振捣器插入式","台班",2.034,"1.3536"]
["25","石料切割机","台班",0.059,"17.74"]

{"sheet":"2_分部分项工程量清单表与计价表","index":7,"n_rows":312,"n_cols":11,"rows_kept":312,"merged":[[0,0,0,10],[1,0,1,8],[1,9,1,10],[2,0,3,0],[2,1,3,1],[2,2,3,2],[2,3,3,3],[2,4,3,4],[2,5,3,5],[2,6,3,6],[2,7,3,7],[2,8,2,9],[2,10,3,10],[14,0,14,6],[18,0,18,10],[19,0,19,8],[19,9,19,10],[20,0,21,0],[20,1,21,1],[20,2,21,2],[20,3,21,3],[20,4,21,4],[20,5,21,5],[20,6,21,6],[20,7,21,7],[20,8,20,9],[20,10,21,10],[32,0,32,6],[35,0,35,10],[36,0,36,8],[36,9,36,10],[37,0,38,0],[37,1,38,1],[37,2,38,2],[37,3,38,3],[37,4,38,4],[37,5,38,5],[37,6,38,6],[37,7,38,7],[37,8,37,9],[37,10,38,10],[50,0,50,6],[53,0,53,10],[54,0,54,8],[54,9,54,10],[55,0,56,0],[55,1,56,1],[55,2,56,2],[55,3,56,3],[55,4,56,4],[55,5,56,5],[55,6,56,6],[55,7,56,7],[55,8,55,9],[55,10,56,10],[73,0,73,6],[77,0,77,10],[78,0,78,8],[78,9,78,10],[79,0,80,0],[79,1,80,1],[79,2,80,2],[79,3,80,3],[79,4,80,4],[79,5,80,5],[79,6,80,6],[79,7,80,7],[79,8,79,9],[79,10,80,10],[97,0,97,6],[101,0,101,10],[102,0,102,8],[102,9,102,10],[103,0,104,0],[103,1,104,1],[103,2,104,2],[103,3,104,3],[103,4,104,4],[103,5,104,5],[103,6,104,6],[103,7,104,7],[103,8,103,9],[103,10,104,10],[118,0,118,6],[122,0,122,10],[123,0,123,8],[123,9,123,10],[124,0,125,0],[124,1,125,1],[124,2,125,2],[124,3,125,3],[124,4,125,4],[124,5,125,5],[124,6,125,6],[124,7,125,7],[124,8,124,9],[124,10,125,10],[139,0,139,6],[143,0,143,10],[144,0,144,8],[144,9,144,10],[145,0,146,0],[145,1,146,1],[145,2,146,2],[145,3,146,3],[145,4,146,4],[145,5,146,5],[145,6,146,6],[145,7,146,7],[145,8,145,9],[145,10,146,10],[160,0,160,6],[164,0,164,10],[165,0,165,8],[165,9,165,10],[166,0,167,0],[166,1,167,1],[166,2,167,2],[166,3,167,3],[166,4,167,4],[166,5,167,5],[166,6,167,6],[166,7,167,7],[166,8,166,9],[166,10,167,10],[179,0,179,6],[183,0,183,10],[184,0,184,8],[184,9,184,10],[185,0,186,0],[185,1,186,1],[185,2,186,2],[185,3,186,3],[185,4,186,4],[185,5,186,5],[185,6,186,6],[185,7,186,7],[185,8,185,9],[185,10,186,10],[201,0,201,6],[204,0,204,10],[205,0,205,8],[205,9,205,10],[206,0,207,0],[206,1,207,1],[206,2,207,2],[206,3,207,3],[206,4,207,4],[206,5,207,5],[206,6,207,6],[206,7,207,7],[206,8,206,9],[206,10,207,10],[220,0,220,6],[224,0,224,10],[225,0,225,8],[225,9,225,10],[226,0,227,0],[226,1,227,1],[226,2,227,2],[226,3,227,3],[226,4,227,4],[226,5,227,5],[226,6,227,6],[226,7,227,7],[226,8,226,9],[226,10,227,10],[241,0,241,6],[245,0,245,10],[246,0,246,8],[246,9,246,10],[247,0,248,0],[247,1,248,1],[247,2,248,2],[247,3,248,3],[247,4,248,4],[247,5,248,5],[247,6,248,6],[247,7,248,7],[247,8,247,9],[247,10,248,10],[265,0,265,6],[269,0,269,10],[270,0,270,8],[270,9,270,10],[271,0,272,0],[271,1,272,1],[271,2,272,2],[271,3,272,3],[271,4,272,4],[271,5,272,5],[271,6,272,6],[271,7,272,7],[271,8,271,9],[271,10,272,10],[288,0,288,6],[292,0,292,10],[293,0,293,8],[293,9,293,10],[294,0,295,0],[294,1,295,1],[294,2,295,2],[294,3,295,3],[294,4,295,4],[294,5,295,5],[294,6,295,6],[294,7,295,7],[294,8,294,9],[294,10,295,10],[311,0,311,6]]}
["分部分项工程量清单与计价表"]
["单位(专业)工程名称:温岭市住房保障和房管事务中心2019年度直管公房维护项目-非市区部分",{"$nulls":8},"第1页 共15页"]
["序号","项目\n编码","项目名称","项目\n特征","计量\n单位","工程量","综合单价\n(元)","合价\n(元)","其中(元)",null,"备注"]
[{"$nulls":8},"人工费","机械费"]
[null,"A.1","A 土石方工程",null,null,"0",null,125.06,60.03,30.18]
["1","010101003005","挖沟槽土方","1.土壤类别：三类土\n2.挖土部位：基础\n3.挖土方式;人工挖土，深度1.5M以内","m3","1.00","35.32",35.32,26.78,{"v":0,"d":"0.00"}]
["2","010101003006","挖沟槽土方","1、土壤类别：一、二类土\n2、挖土部位：基础\n3、挖土方式;人工挖土，深度1.5M以内","m3","1.00","19.86",19.86,15.05,{"v":0,"d":"0.00"}]
["3","010101003007","挖沟槽土方","1、土壤类别：三类土\n2、挖土部位：基础\n3、挖土方式;机械挖土，深度3M以内，自卸汽车运土1KM内","m3","1.00","18.14",18.14,4.43,8.06]
["4","010101003008","挖沟槽土方","1、土壤类别：一、二类土\n2、挖土部位：基础\n3、挖土方式;机械挖土，深度3M以内，自卸汽车运土1KM内","m3","1.00","14.16",14.16,1.97,7.58]
["5","010103001002","回填方","人工土方就地回填夯实","m3","1.00","15.27",15.27,11.39,0.15]
["6","010103002002","余方弃置","1.自卸汽车运土~运距7km","m3","1.00","22.31",22.31,0.41,14.39]
[null,"A.4","D 砌 筑 工 程",null,null,"0",null,11395.98,{"v":2553,"d":"2553.00"},62.97]
["7","010401001003","砖基础","1.混凝土实心砖基础;强度等级MU20，规格240*115*53\n2.砂浆强度M10.0","m3","1.00","471.41",471.41,93.84,{"v":3.8,"d":"3.80"}]
["8","010401001004","砖基础","1.烧结页岩砖实心砖基础;规格240*115*53\n2.砂浆强度M10.0","m3","1.00","595.86",595.86,91.08,{"v":3.8,"d":"3.80"}]
["本页小计",{"$nulls":6},1192.33,244.95,37.78]
[]
[]
[]
["分部分项工程量清单与计价表"]
["单位(专业)工程名称:温岭市住房保障和房管事务中心2019年度直管公房维护项目-非市区部分",{"$nulls":8},"第2页 共15页"]
["序号","项目\n编码","项目名称","项目\n特征","计量\n单位","工程量","综合单价\n(元)","合价\n(元)","其中(元)",null,"备注"]
[{"$nulls":8},"人工费","机械费"]
["9","010401003005","实心砖墙","1.混凝土标准砖 240*115*53\n2.砂浆强度：M7.5混合砂浆\n3.墙体厚度：240mm","m3","1.00","520.89",520.89,123.28,{"v":3.9,"d":"3.90"}]
["10","010401003006","实心砖墙","1.混凝土标准砖 240*115*53\n2.砂浆强度：M7.5混合砂浆\n3.墙体厚度：120mm","m3","1.00","571.92",571.92,161.92,{"v":3.3,"d":"3.30"}]
["11","010401003007","实心砖墙","1.烧结页岩实心砖 240*115*53\n2.砂浆强度：M7.5混合砂浆\n3.墙体厚度：240mm","m3","1.00","644.53",644.53,120.52,{"v":3.9,"d":"3.90"}]
["12","010401003008","实心砖墙","1.烧结页岩实心砖 240*115*53\n2.砂浆强度：M7.5混合砂浆\n3.墙体厚度：120mm","m3","1.00","698.01",698.01,{"v":156.4,"d":"156.40"},{"v":3.3,"d":"3.30"}]
["13","010401004005","多孔砖墙","1.混凝多孔砖 240×115×90\n2.砂浆强度：M7.5混合砂浆\n3.墙体厚度：240mm","m3","1.00","424.29",424.29,98.44,{"v":3.1,"d":"3.10"}]
["14","010401004006","多孔砖墙","1.混凝多孔砖 240×115×90\n2.砂浆强度：M7.5混合砂浆\n3.墙体厚度：120mm","m3","1.00","460.61",460.61,{"v":128.8,"d":"128.80"},{"v":2.5,"d":"2.50"}]
["15","010401004007","多孔砖墙","1.烧结页岩多孔砖 240×115×90\n2.砂浆强度：M7.5混合砂浆\n3.墙体厚度：240mm","m3","1.00","506.15",506.15,95.68,{"v":3.2,"d":"3.20"}]
["16","010401004008","多孔砖墙","1.烧结页岩多孔砖 240×115×90\n2.砂浆强度：M7.5混合砂浆\n3.墙体厚度：120mm","m3","1.00","544.63",544.63,125.12,{"v":2.5,"d":"2.50"}]
["17","010401012006","零星砌砖","1.混凝土标准砖 240*115*53\n2.砂浆强度：M7.5混合砂浆","m3","1.00","587.34",587.34,173.88,{"v":3.5,"d":"3.50"}]
["18","010401012007","零星砌砖","1.混凝土多孔砖 240×115×90\n2.砂浆强度：M7.5混合砂浆","m3","1.00","474.8",{"v":474.8,"d":"474.80"},{"v":138,"d":"138.00"},{"v":2.7,"d":"2.70"}]
["本页小计",{"$nulls":6},5433.17,1322.04,{"v":31.9,"d":"31.90"}]
[]
[]
["分部分项工程量清单与计价表"]
["单位(专业)工程名称:温岭市住房保障和房管事务中心2019年度直管公房维护项目-非市区部分",{"$nulls":8},"第3页 共15页"]
["序号","项目\n编码","项目名称","项目\n特征","计量\n单位","工程量","综合单价\n(元)","合价\n(元)","其中(元)",null,"备注"]
[{"$nulls":8},"人工费","机械费"]
["19","010401012008","零星砌砖","1.烧结页岩实心砖 240*115*53\n2.砂浆强度：M7.5混合砂浆","m3","1.00","711.46",711.46,168.36,{"v":3.5,"d":"3.50"}]
["20","010401012009","零星砌砖","1.烧结页岩多孔砖 240×115×90\n2.砂浆强度：M7.5混合砂浆","m3","1.00","556.86",556.86,134.32,{"v":2.7,"d":"2.70"}]
["21","010401012010","零星砌砖","1.蒸压砂加气块混凝土砌块：规格B06 (A3.5)\n2.砂浆强度：M7.5混合砂浆","m3","1.00","624.36",624.36,164.68,{"v":3.5,"d":"3.50"}]
["22","010402001004","砌块墙","1.蒸压砂加气块混凝土砌块：规格B06 (A3.5)\n2.墙体厚度：240mm\n3.砂浆强度：M7.5混合砂浆","m3","1.00","428.26",428.26,{"v":64.4,"d":"64.40"},1.06]
["23","010402001005","砌块墙","1.蒸压砂加气块混凝土砌块：规格B06 (A3.5)\n2.墙体厚度：190mm\n3.砂浆强度：M7.5混合砂浆","m3","1.00","437.08",437.08,70.84,1.16]
["24","010402001006","砌块墙","1.蒸压砂加气块混凝土砌块：规格B06 (A3.5)\n2.墙体厚度：120mm\n3.砂浆强度：M7.5混合砂浆","m3","1.00","459.85",459.85,{"v":87.4,"d":"87.40"},1.46]
["25","010401014003","砖地沟","1.混凝土标准砖 240*115*53\n2.砂浆强度：M7.5混合砂浆","m3","1.00","503.35",503.35,{"v":110.4,"d":"110.40"},{"v":3.8,"d":"3.80"}]
["26","010401014004","砖地沟","1.烧结页岩实心砖 240*115*53\n2.砂浆强度：M7.5混合砂浆","m3","1.00","627",{"v":627,"d":"627.00"},106.72,{"v":3.8,"d":"3.80"}]
["27","Z010401015002","砖台阶","1.混凝土标准砖 240*115*53\n2.砂浆强度：1:3水泥砂浆","m2","1.00","297.47",297.47,{"v":96.6,"d":"96.60"},{"v":2.2,"d":"2.20"}]
["28","010404001002","垫层","100mm厚碎石垫层","m3","1.00","249.85",249.85,42.32,0.29]
[null,null,"E 混凝土及钢筋混凝土工程",null,null,"0",null,30079.12,5898.38,{"v":261.9,"d":"261.90"}]
["本页小计",{"$nulls":6},4895.54,1046.04,23.47]
[]
[]
["分部分项工程量清单与计价表"]
["单位(专业)工程名称:温岭市住房保障和房管事务中心2019年度直管公房维护项目-非市区部分",{"$nulls":8},"第4页 共15页"]
["序号","项目\n编码","项目名称","项目\n特征","计量\n单位","工程量","综合单价\n(元)","合价\n(元)","其中(元)",null,"备注"]
[{"$nulls":8},"人工费","机械费"]
["29","010501001002","垫层","1.垫层：C15现浇现拌混凝土","m3","1.00","466.28",466.28,86.11,4.89]
["30","010501003003","基础","1.基础：C25现浇现拌混凝土","m3","1.00","482.53",482.53,68.54,{"v":4.1,"d":"4.10"}]
["31","010501003004","基础","1.基础：C30现浇现拌混凝土","m3","1.00","497.29",497.29,68.54,{"v":4.1,"d":"4.10"}]
["32","010502001003","矩形柱","1.矩形柱：C25现浇现拌混凝土","m3","1.00","599.77",599.77,155.66,6.75]
["33","010502001004","矩形柱","1.矩形柱：C30现浇现拌混凝土","m3","1.00","614.53",614.53,155.66,6.75]
["34","010502002002","构造柱","1.构造柱：C25现浇现拌混凝土","m3","1.00","654.31",654.31,193.38,10.25]
["35","010503001003","基础梁","1.基础梁：C25现浇现拌混凝土","m3","1.00","486.85",486.85,68.26,6.75]
["36","010503001004","基础梁","1.基础梁：C30现浇现拌混凝土","m3","1.00","501.61",501.61,68.26,6.75]
["37","010503002003","矩形梁","1.矩形梁：C25现浇现拌混凝土","m3","1.00","537.34",537.34,106.26,6.75]
["38","010503002004","矩形梁","1.矩形梁：C30现浇现拌混凝土","m3","1.00","552.1",{"v":552.1,"d":"552.10"},106.26,6.75]
["39","010503004002","圈梁","1.圈梁：C25现浇现拌混凝土","m3","1.00","637.04",637.04,175.26,10.25]
["40","010503005002","过梁","1.过梁：C25现浇现拌混凝土","m3","1.00","637.04",637.04,175.26,10.25]
["41","010504001003","直形墙","1.砼墙：C25现浇现拌混凝土\n2.厚度：100mm以上","m3","1.00","612.1",{"v":612.1,"d":"612.10"},164.77,6.75]
["42","010504001004","直形墙","1.砼墙：C30现浇现拌混凝土\n2.厚度：100mm以上","m3","1.00","626.86",626.86,164.77,6.75]
["43","010505003003","平板","1.板：C25现浇现拌混凝土","m3","1.00","535.5",{"v":535.5,"d":"535.50"},88.14,7.35]
["44","010505003004","平板","1.板：C30现浇现拌混凝土","m3","1.00","553.51",553.51,88.14,7.35]
["本页小计",{"$nulls":6},8994.66,1933.27,112.54]
[]
[]
[]
["分部分项工程量清单与计价表"]
["单位(专业)工程名称:温岭市住房保障和房管事务中心2019年度直管公房维护项目-非市区部分",{"$nulls":8},"第5页 共15页"]
["序号","项目\n编码","项目名称","项目\n特征","计量\n单位","工程量","综合单价\n(元)","合价\n(元)","其中(元)",null,"备注"]
[{"$nulls":8},"人工费","机械费"]
["45","010506001003","直形楼梯","1.楼梯：C25现浇现拌混凝土","m2","1.00","146.16",146.16,37.17,2.41]
["46","010506001004","直形楼梯","1.楼梯：C30现浇现拌混凝土","m2","1.00","149.69",149.69,37.17,2.41]
["47","010505007003","天沟(檐沟）、挑檐板","1.檐沟:C25现浇现拌混凝土","m3","1.00","699.88",699.88,192.28,12.36]
["48","010505007004","天沟(檐沟）、挑檐板","1.檐沟:C30现浇现拌混凝土","m3","1.00","719.13",719.13,192.28,12.36]
["49","010505008003","雨篷、悬挑板、阳台板","1.雨棚板：C25现浇现拌混凝土","m3","1.00","573.79",573.79,130.18,7.55]
["50","010505008004","雨篷、悬挑板、阳台板","1.雨棚板：C30现浇现拌混凝土","m3","1.00","588.61",588.61,130.18,7.55]
["51","010507007002","其他构件","1.窗台板、压顶等零星构件：C25现浇现拌混凝土","m3","1.00","690.05",690.05,190.53,10.27]
["52","010515001004","现浇构件钢筋","1.现浇构件钢筋：HPB300级","t","1.000","5723.38",5723.38,949.44,42.14]
["53","010515001005","现浇构件钢筋","1.现浇构件钢筋：HPB400级","t","1.000","4905.17",4905.17,471.96,29.77]
["54","010515001006","现浇构件钢筋","1.冷拔钢丝绑扎","t","1.000","6888.6",{"v":6888.6,"d":"6888.60"},1633.92,22.54]
[null,null,"F 金属结构工程",null,null,"0",null,130.55,40.42,2.51]
["55","010606011003","彩钢板天沟","1.彩钢板天沟制作、运输、安装","m","1.00","52.21",52.21,7.35,2.51]
["56","010606011004","白铁皮天沟","1.白铁皮天沟制作、运输、安装","m2","1.00","62.1",{"v":62.1,"d":"62.10"},25.94,{"v":0,"d":"0.00"}]
["57","010607005002","砌块墙钢丝网加固","1.砼面与砖墙交接处钉（贴）钢丝网","m2","1.00","16.24",16.24,7.13,{"v":0,"d":"0.00"}]
[null,null,"G 木结构工程",null,null,"0",null,{"v":2465.4,"d":"2465.40"},310.03,{"v":0,"d":"0.00"}]
["58","010702003002","木檩","杉木圆檩条","m3","1.00","2392.64",2392.64,292.95,{"v":0,"d":"0.00"}]
["本页小计",{"$nulls":6},23607.65,4298.48,151.87]
[]
[]
[]
["分部分项工程量清单与计价表"]
["单位(专业)工程名称:温岭市住房保障和房管事务中心2019年度直管公房维护项目-非市区部分",{"$nulls":8},"第6页 共15页"]
["序号","项目\n编码","项目名称","项目\n特征","计量\n单位","工程量","综合单价\n(元)","合价\n(元)","其中(元)",null,"备注"]
[{"$nulls":8},"人工费","机械费"]
["59","010703001004","屋面木基层","小青瓦屋面椽子基层:椽子40*60mm@200","m2","1.00","28.92",28.92,5.67,{"v":0,"d":"0.00"}]
["60","010703001005","屋面木基层","现浇屋面板上钉30*40顺水条、挂瓦条，面层刷防腐漆 一遍","m2","1.00","17.6",{"v":17.6,"d":"17.60"},{"v":5,"d":"5.00"},{"v":0,"d":"0.00"}]
["61","010703001006","屋面木基层","椽子基层上钉30*40顺水条、挂瓦条，面层刷防腐漆 一遍","m2","1.00","26.24",26.24,6.41,{"v":0,"d":"0.00"}]
[null,null,"H 门窗工程",null,null,"0",null,5625.29,637.87,1.16]
["62","010801001005","木质门","1.木质镶板门（制作、安装、以及各类五金配件和锁具、人工等费用）","m2","1.00","184.43",184.43,54.63,0.24]
["63","010801001006","木质门","1.胶合板门（制作、安装、以及各类五金配件和锁具、人工等费用）","m2","1.00","205.38",205.38,63.54,0.29]
["64","010801001007","木质门","1.木质镶板门带通风百页（制作、安装、以及各类五金配件和锁具、人工等费用）","m2","1.00","236.01",236.01,74.34,0.33]
["65","010801001008","木质门","1.胶合板门带通风百页（制作、安装、以及各类五金配件和锁具、人工等费用）","m2","1.00","278",{"v":278,"d":"278.00"},86.46,{"v":0.3,"d":"0.30"}]
["66","010802001006","金属门","1.铝合金平开门制作、安装（包含玻璃、各类五金配件和锁具、人工等费用）","m2","1.00","398.71",398.71,31.47,{"v":0,"d":"0.00"}]
["67","010802001007","金属门","1.铝合金推拉门制作、安装（包含玻璃、各类五金配件和锁具、人工等费用）","m2","1.00","361.47",361.47,21.46,{"v":0,"d":"0.00"}]
["68","010802001008","塑钢门","1.塑钢平开门制作、安装（包含玻璃、各类五金配件和锁具、人工等费用）","m2","1.00","316.61",316.61,34.62,{"v":0,"d":"0.00"}]
["69","010802001009","塑钢门","1.塑钢推拉门制作、安装（包含玻璃、各类五金配件和锁具、人工等费用）","m2","1.00","238.71",238.71,{"v":23.6,"d":"23.60"},{"v":0,"d":"0.00"}]
["70","010807001009","金属窗","1.普通型铝合金平开窗制作、安装（包含玻璃、各类五金配件和锁具、人工等费用）","m2","1.00","285.01",285.01,21.46,{"v":0,"d":"0.00"}]
["本页小计",{"$nulls":6},2577.09,428.66,1.16]
[]
[]
[]
["分部分项工程量清单与计价表"]
["单位(专业)工程名称:温岭市住房保障和房管事务中心2019年度直管公房维护项目-非市区部分",{"$nulls":8},"第7页 共15页"]
["序号","项目\n编码","项目名称","项目\n特征","计量\n单位","工程量","综合单价\n(元)","合价\n(元)","其中(元)",null,"备注"]
[{"$nulls":8},"人工费","机械费"]
["71","010807001010","金属窗","1.普通型铝合金推拉窗制作、安装（包含玻璃、各类五金配件和锁具、人工等费用）","m2","1.00","351.79",351.79,32.32,{"v":0,"d":"0.00"}]
["72","010807001011","金属窗","1.普通型铝合金固定窗制作、安装（包含玻璃、各类五金配件和锁具、人工等费用）","m2","1.00","217",{"v":217,"d":"217.00"},17.91,{"v":0,"d":"0.00"}]
["73","010807001012","金属窗","1.普通型铝合金百页窗制作、安装（包含各类五金配件和锁具、人工等费用）","m2","1.00","328.1",{"v":328.1,"d":"328.10"},17.69,{"v":0,"d":"0.00"}]
["74","010807001013","塑钢窗","1.塑钢推拉窗制作、安装（包含玻璃、各类五金配件和锁具、人工等费用）","m2","1.00","228.88",228.88,{"v":23.6,"d":"23.60"},{"v":0,"d":"0.00"}]
["75","010807001014","塑钢窗","1.塑钢平开窗制作、安装（包含玻璃、各类五金配件和锁具、人工等费用）","m2","1.00","293.8",{"v":293.8,"d":"293.80"},35.55,{"v":0,"d":"0.00"}]
["76","010807001015","塑钢窗","1.塑钢固定窗制作、安装（包含玻璃、各类五金配件和锁具、人工等费用）","m2","1.00","171.3",{"v":171.3,"d":"171.30"},{"v":19.7,"d":"19.70"},{"v":0,"d":"0.00"}]
["77","010807001016","塑钢窗","1.塑钢百页窗制作、安装（包含玻璃、各类五金配件和锁具、人工等费用）","m2","1.00","228.86",228.86,19.46,{"v":0,"d":"0.00"}]
["78","010802001010","进户保安门","装饰成品钢质保温门（含五金配件及安装）","m2","1.00","725.17",725.17,{"v":0,"d":"0.00"},{"v":0,"d":"0.00"}]
["79","010802004002","防盗门","1.成品钢板防盗门\n2.含五金配件","m2","1.00","389.44",389.44,14.91,{"v":0,"d":"0.00"}]
["80","010801006003","门锁安装","1.执手门锁安装(单开)","把","1","132.33",132.33,26.25,{"v":0,"d":"0.00"}]
["81","010801006004","门锁安装","1.球形门锁安装","把","1","54.29",54.29,{"v":18.9,"d":"18.90"},{"v":0,"d":"0.00"}]
[null,null,"J 屋面及防水工程",null,null,"0",null,575.67,101.39,3.85]
["82","010901001007","瓦屋面","1.屋面：1：3石灰黄泥浆铺盖小青瓦\n2.小青瓦原材料翻修用回","m2","1.00","42.07",42.07,15.64,{"v":1.1,"d":"1.10"}]
["本页小计",{"$nulls":6},3163.03,241.93,{"v":1.1,"d":"1.10"}]
[]
[]
[]
["分部分项工程量清单与计价表"]
["单位(专业)工程名称:温岭市住房保障和房管事务中心2019年度直管公房维护项目-非市区部分",{"$nulls":8},"第8页 共15页"]
["序号","项目\n编码","项目名称","项目\n特征","计量\n单位","工程量","综合单价\n(元)","合价\n(元)","其中(元)",null,"备注"]
[{"$nulls":8},"人工费","机械费"]
["83","010901001008","小青瓦屋面","1.瓦规格：200×（180~200）\n2.1:3石灰黄泥浆铺盖小青瓦","m2","1.00","127.06",127.06,15.64,{"v":1.1,"d":"1.10"}]
["84","010901001009","小青瓦屋面","1.瓦规格：200×（180~200）\n2.屋面椽子基层上铺盖小青瓦","m2","1.00","96.01",96.01,8.37,{"v":0,"d":"0.00"}]
["85","010901001010","水泥彩瓦屋面","屋面杉木条基层上挂盖水泥彩瓦屋面规格：420*330","m2","1.00","47.74",47.74,6.81,{"v":0,"d":"0.00"}]
["86","010901001011","小青瓦屋脊","小青瓦屋脊","m2","1.00","18.27",18.27,4.88,0.36]
["87","010901001012","水泥彩瓦屋脊","彩色屋脊瓦规格：420*220","m","1.00","32.57",32.57,{"v":5.8,"d":"5.80"},0.56]
["88","010902001003","屋面卷材防水","1.3mm厚SBS改性沥青防水卷材平面","m2","1.00","40.14",40.14,6.21,{"v":0,"d":"0.00"}]
["89","010902001004","屋面卷材防水","1.3mm厚SBS改性沥青防水卷材立面","m2","1.00","43.95",43.95,8.69,{"v":0,"d":"0.00"}]
["90","010902003002","屋面刚性层","1.40厚C30细石混凝土（内配φ6@200双向钢筋网、另列）\n2.1:2水泥砂浆随捣随抹","m2","1.00","46.39",46.39,15.58,0.73]
["91","010902008002","屋面变形缝","屋面刚性层设置分仓缝\n1.按规范要求设置，间距不大于6m\n2.嵌缝用沥青","m","1.00","8.09",8.09,{"v":3.4,"d":"3.40"},{"v":0,"d":"0.00"}]
["92","010903002002","墙面涂膜防水","1.墙面涂刷1.5mm厚JS防水涂料","m2","1.00","38.55",38.55,6.05,{"v":0,"d":"0.00"}]
["93","010904002002","楼（地）面涂膜防水","1.地面防水采用1.5mm厚JS防水涂料\n2.四周反边高度为300mm","m2","1.00","34.83",34.83,4.32,{"v":0,"d":"0.00"}]
[null,null,"K 保温、隔热、防腐工程",null,null,"0",null,585.99,74.09,6.24]
["94","011001001003","保温隔热屋面","1.屋面炉渣混凝土（CL7.5)","m3","1.00","547.34",547.34,67.16,6.21]
["本页小计",{"$nulls":6},1080.94,152.91,8.96]
[]
[]
[]
["分部分项工程量清单与计价表"]
["单位(专业)工程名称:温岭市住房保障和房管事务中心2019年度直管公房维护项目-非市区部分",{"$nulls":8},"第9页 共15页"]
["序号","项目\n编码","项目名称","项目\n特征","计量\n单位","工程量","综合单价\n(元)","合价\n(元)","其中(元)",null,"备注"]
[{"$nulls":8},"人工费","机械费"]
["95","011001001004","保温隔热屋面","1.40厚屋面挤塑泡沫保温板","m2","1.00","38.65",38.65,6.93,0.03]
[null,null,"L 楼地面装饰工程",null,null,"0",null,1308.35,426.29,5.66]
["96","011101001003","水泥砂浆楼地面","1.20mm厚1：3水泥砂浆找平层","m2","1.00","30.91",30.91,15.72,0.39]
["97","011101001004","水泥砂浆楼地面","1.20mm厚1:2水泥砂浆楼地面\n2.素水泥浆一道","m2","1.00","19.14",19.14,8.04,{"v":0.3,"d":"0.30"}]
["98","011101003002","细石混凝土楼地面","1.30mm厚C20细石混凝土楼地面\n2.素水泥浆一道","m2","1.00","36.02",36.02,{"v":16.6,"d":"16.60"},0.49]
["99","011102001002","石材楼地面","1.18mm厚654花岗岩面板\n2.20mm厚1;2.5水泥砂浆结合层\n3.107胶素水泥浆","m2","1.00","192.34",192.34,{"v":30.9,"d":"30.90"},0.67]
["100","011102003002","块料楼地面","1.600*600抛光砖\n2.30mm厚1：2.5水泥砂浆结合层\n3.素水泥浆抹灰","m2","1.00","135.01",135.01,{"v":31.1,"d":"31.10"},0.53]
["101","011105001002","水泥砂浆踢脚线","1.踢脚线高度：120mm\n2.9mm厚1：3水泥砂浆底层\n3.6mm厚1：2水泥砂浆面层","m2","1.00","46.43",46.43,28.02,0.42]
["102","011105002002","石材踢脚线","1.1：3水泥砂浆抹底灰\n2.640花岗岩板踢脚线","m2","1.00","220.02",220.02,49.78,0.45]
["103","011105003002","块料踢脚线","1.1：3水泥砂浆抹底灰\n2.抛光砖踢脚线","m2","1.00","178.06",178.06,60.29,0.39]
["104","011106001004","石材楼梯面层","1.18mm芝麻灰花岗岩板面、楼梯踏步嵌铜条\n2.30mm1：3水泥砂浆结合层\n3.107胶素水泥浆","m2","1.00","292.91",292.91,95.06,{"v":0.6,"d":"0.60"}]
["本页小计",{"$nulls":6},1189.49,342.44,4.27]
[]
[]
[]
["分部分项工程量清单与计价表"]
["单位(专业)工程名称:温岭市住房保障和房管事务中心2019年度直管公房维护项目-非市区部分",{"$nulls":8},"第10页 共15页"]
["序号","项目\n编码","项目名称","项目\n特征","计量\n单位","工程量","综合单价\n(元)","合价\n(元)","其中(元)",null,"备注"]
[{"$nulls":8},"人工费","机械费"]
["105","011106004002","水泥砂浆楼梯面层","1.20mm厚1：3水泥砂浆找平\n2.5mm厚1：2水泥砂浆压光","m2","1.00","118.2",{"v":118.2,"d":"118.20"},69.93,0.85]
["106","011106001005","石材磨边","1.踢脚线磨斜边","m","1.00","10.53",10.53,5.25,{"v":0,"d":"0.00"}]
["107","011106001006","楼梯踏步铜嵌条","1.楼梯踏步铜嵌条","m","1.00","28.78",28.78,{"v":15.6,"d":"15.60"},0.57]
[null,null,"M 墙、柱面装饰与隔断、幕墙工程",null,null,"0",null,648.41,323.47,3.48]
["108","011201001004","界面剂","1.梁、柱混凝土面刷界面剂","m2","1.00","7.56",7.56,5.13,{"v":0,"d":"0.00"}]
["109","011201001005","墙面水泥砂浆抹灰","1.墙面采用14mm厚1：3水泥砂浆打底，6mm厚1:2.5水泥砂浆抹平压光","m2","1.00","28.07",28.07,14.97,0.38]
["110","011201001006","墙面混合砂浆抹灰","1.墙面采用14mm厚1：1：6混合砂浆打底，6mm厚1:1:4混合砂浆抹平压光","m2","1.00","30.9",{"v":30.9,"d":"30.90"},15.91,0.38]
["111","011202001003","柱、梁面水泥砂浆抹灰","1.柱、梁面采用14mm厚1：3水泥砂浆打底，6mm厚1:2.5水泥砂浆抹平压光","m2","1.00","33.7",{"v":33.7,"d":"33.70"},19.47,0.37]
["112","011202001004","柱、梁面混合砂浆抹灰","1.柱、梁采用14mm厚1：1：6混合砂浆打底，6mm厚1:1:4混合砂浆抹平压光","m2","1.00","36.84",36.84,20.69,0.37]
["113","011203001003","零星项目水泥砂浆抹灰","1.采用14mm厚1：3水泥砂浆打底，6mm厚1:2.5水泥砂浆抹平压光","m2","1.00","59.99",59.99,39.34,0.37]
["114","011203001004","零星项目混合抹灰","1.采用14mm厚1：1：6混合砂浆打底，6mm厚1:1:4混合砂浆抹平压光","m2","1.00","64.86",64.86,41.86,0.37]
["115","011204003004","内墙面：300×600瓷砖","1.基层：15mm厚1:2.5水泥砂浆抹灰\n2.面层：300×600瓷砖饰面","m2","1.00","131.31",131.31,{"v":47.3,"d":"47.30"},{"v":0.4,"d":"0.40"}]
["116","011204003005","内墙面：300×300瓷砖","1.基层：15mm厚1:2.5水泥砂浆抹灰\n2.面层：300×300瓷砖饰面","m2","1.00","134.56",134.56,53.92,{"v":0.4,"d":"0.40"}]
["117","011204003006","外墙面砖墙面","1.基层：15mm厚1:2.5水泥砂浆抹灰\n2.面层：45×95外墙面砖","m2","1.00","120.62",120.62,64.88,0.44]
["本页小计",{"$nulls":6},805.92,414.25,{"v":4.9,"d":"4.90"}]
[]
[]
["分部分项工程量清单与计价表"]
["单位(专业)工程名称:温岭市住房保障和房管事务中心2019年度直管公房维护项目-非市区部分",{"$nulls":8},"第11页 共15页"]
["序号","项目\n编码","项目名称","项目\n特征","计量\n单位","工程量","综合单价\n(元)","合价\n(元)","其中(元)",null,"备注"]
[{"$nulls":8},"人工费","机械费"]
[null,null,"N 天棚工程",null,null,"0",null,847.33,255.48,0.44]
["118","011301001003","水泥砂浆天棚抹灰","1.混凝土面采用界面剂处理\n2.15mm厚1:2.5水泥砂浆抹灰","m2","1.00","33.57",33.57,20.09,0.22]
["119","011301001004","混合砂浆天棚抹灰","1.混凝土面采用界面剂处理\n2.15mm厚1：1：6水泥砂浆抹灰","m2","1.00","37.39",37.39,22.06,0.22]
["120","011302001008","吊顶天棚","1.铝板吊顶","m2","1.00","189.08",189.08,31.56,{"v":0,"d":"0.00"}]
["121","011302001009","木工骨石膏板吊顶","1.天棚骨架：木龙骨骨架，单层\n2.饰面层：9mm厚石膏板","m2","1.00","91.62",91.62,26.54,{"v":0,"d":"0.00"}]
["122","011302001010","轻钢龙骨石膏板吊顶","1.天棚骨架：U38轻钢龙骨\n2.饰面层：9mm厚石膏板","m2","1.00","79.01",79.01,31.39,{"v":0,"d":"0.00"}]
["123","011302001011","轻钢龙骨石膏板吊顶","1.天棚骨架：U50轻钢龙骨\n2.饰面层：9mm厚石膏板","m2","1.00","82.49",82.49,32.28,{"v":0,"d":"0.00"}]
["124","011302001012","吊顶天棚","1.天棚骨架：木龙骨骨架，单层\n2.饰面层：PVC板饰面，塑料角线","m2","1.00","119.21",119.21,27.43,{"v":0,"d":"0.00"}]
["125","011302001013","吊顶天棚","1.天棚骨架：U38轻钢龙骨\n2.饰面层：PVC板饰面，塑料角线","m2","1.00","105.74",105.74,31.62,{"v":0,"d":"0.00"}]
["126","011302001014","吊顶天棚","1.天棚骨架：U50轻钢龙骨\n2.饰面层：PVC板饰面，塑料角线","m2","1.00","109.22",109.22,32.51,{"v":0,"d":"0.00"}]
[null,null,"P 油漆、涂料、裱糊工程",null,null,"0",null,273.03,106.04,{"v":0,"d":"0.00"}]
["127","011407001005","外墙弹性涂料（拉毛）","1.外墙面水泥砂浆抹灰\n2.外墙面满批防水腻子2遍\n3.外墙面涂刷弹性涂料（一底一中一面）三层","m2","1.00","54.58",54.58,11.27,{"v":0,"d":"0.00"}]
["本页小计",{"$nulls":6},901.91,266.75,0.44]
[]
[]
[]
["分部分项工程量清单与计价表"]
["单位(专业)工程名称:温岭市住房保障和房管事务中心2019年度直管公房维护项目-非市区部分",{"$nulls":8},"第12页 共15页"]
["序号","项目\n编码","项目名称","项目\n特征","计量\n单位","工程量","综合单价\n(元)","合价\n(元)","其中(元)",null,"备注"]
[{"$nulls":8},"人工费","机械费"]
["128","011407001006","外墙弹性涂料（平涂）","1.外墙面水泥砂浆抹灰\n2.外墙面满批防水腻子2遍\n3.外墙面涂刷弹性涂料（一底一中一面）三层","m2","1.00","49.12",49.12,11.27,{"v":0,"d":"0.00"}]
["129","011407001007","内墙面乳胶漆面层","1.内墙水泥混合砂浆抹灰\n2.内墙满批普通腻子2遍\n3.刷、喷乳胶漆2遍","m2","1.00","34.18",34.18,7.47,{"v":0,"d":"0.00"}]
["130","011407001008","批白水泥","1.批白水泥二遍","m2","1.00","13.61",13.61,1.04,{"v":0,"d":"0.00"}]
["131","011401001003","木门油漆","单层木门~聚脂清漆三遍","m2","1.00","63.58",63.58,35.12,{"v":0,"d":"0.00"}]
["132","011401001004","木门油漆","1.底油一遍、刮腻子\n2.调和漆二遍","m2","1.00","46.43",46.43,{"v":31.5,"d":"31.50"},{"v":0,"d":"0.00"}]
["133","011403001002","木扶手油漆","1.刷底油1遍，刮腻子\n2.刷调和漆2遍","m","1.00","11.53",11.53,8.37,{"v":0,"d":"0.00"}]
[null,null,"Q 其他装饰工程",null,null,"0",null,806.76,116.65,{"v":0,"d":"0.00"}]
["134","011503001004","不锈钢栏杆 H=1100mm","1.阳台304不锈钢栏杆H=1100mm\n2.管材厚度及规格详有关图集规定","m","1.00","254.16",254.16,{"v":28.8,"d":"28.80"},{"v":0,"d":"0.00"}]
["135","011503001005","不锈钢栏杆 H=300mm","1.阳台304不锈钢栏杆H=300mm\n2.管材厚度及规格详有关图集规定","m","1.00","147.35",147.35,{"v":28.8,"d":"28.80"},{"v":0,"d":"0.00"}]
["136","011503001006","靠墙扶手","参15J403-1图集E4页K7","m","1.00","122.81",122.81,{"v":28.2,"d":"28.20"},{"v":0,"d":"0.00"}]
["137","011503002002","硬木扶手","楼梯木扶手钢栏杆,参15J403-1图集B15页A4a型25","m","1.00","282.44",282.44,30.85,{"v":0,"d":"0.00"}]
[null,null,"R 拆除工程",null,null,"0",null,2055.24,862.55,605.34]
["138","011601001003","砖砌体拆除","1.空心砖墙拆除","m3","1.00","92.13",92.13,69.92,{"v":0,"d":"0.00"}]
["本页小计",{"$nulls":6},1117.34,281.34,{"v":0,"d":"0.00"}]
[]
[]
[]
["分部分项工程量清单与计价表"]
["单位(专业)工程名称:温岭市住房保障和房管事务中心2019年度直管公房维护项目-非市区部分",{"$nulls":8},"第13页 共15页"]
["序号","项目\n编码","项目名称","项目\n特征","计量\n单位","工程量","综合单价\n(元)","合价\n(元)","其中(元)",null,"备注"]
[{"$nulls":8},"人工费","机械费"]
["139","011601001004","砖砌体拆除","1.实心砖墙拆除","m3","1.00","149.55",149.55,70.66,36.78]
["140","011602001002","混凝土构件拆除","1.混凝土无筋基础拆除","m3","1.00","195",{"v":195,"d":"195.00"},{"v":69.7,"d":"69.70"},68.51]
["141","011602002004","钢筋混凝土构件拆除","1.混凝土有筋基础拆除","m3","1.00","270.18",270.18,104.55,87.91]
["142","011602002005","钢筋混凝土构件拆除","1.混凝土梁、柱拆除","m3","1.00","419.82",419.82,{"v":156.4,"d":"156.40"},140.48]
["143","011602002006","钢筋混凝土构件拆除","1.混凝土墙、板、雨蓬拆除","m3","1.00","373.98",373.98,{"v":128.8,"d":"128.80"},134.24]
["144","011604001002","平面抹灰层拆除","1.水泥砂浆地面拆除","m2","1.00","15.16",15.16,{"v":11.5,"d":"11.50"},{"v":0,"d":"0.00"}]
["145","011604002003","立面抹灰层拆除","1.水泥砂浆墙面拆除","m2","1.00","7.62",7.62,5.79,{"v":0,"d":"0.00"}]
["146","011604002004","立面抹灰层拆除","1.石灰砂浆墙面拆除","m2","1.00","6.25",6.25,4.74,{"v":0,"d":"0.00"}]
["147","011604003002","天棚抹灰面拆除","1.天棚抹灰面拆除","m2","1.00","7.41",7.41,5.63,{"v":0,"d":"0.00"}]
["148","011605001003","平面块料拆除","1.地砖、缸砖地面拆除","m2","1.00","20.87",20.87,15.84,{"v":0,"d":"0.00"}]
["149","011605001004","平面块料拆除","1.大理石、花岗石地面拆除","m2","1.00","19.77",19.77,{"v":15,"d":"15.00"},{"v":0,"d":"0.00"}]
["150","011605002004","立面块料拆除","1.干挂大理石、花岗石墙面拆除","m2","1.00","3.82",3.82,{"v":2.9,"d":"2.90"},{"v":0,"d":"0.00"}]
["151","011605002005","立面块料拆除","1.湿贴大理石、花岗石墙面拆除","m2","1.00","9.1",{"v":9.1,"d":"9.10"},{"v":6.9,"d":"6.90"},{"v":0,"d":"0.00"}]
["152","011605002006","立面块料拆除","1.瓷砖、面砖墙面拆除","m2","1.00","10.08",10.08,7.65,{"v":0,"d":"0.00"}]
["153","011606002002","墙柱面龙骨及饰面拆除","1.墙柱面龙骨及饰面拆除","m2","1.00","5.42",5.42,4.11,{"v":0,"d":"0.00"}]
["154","011607001002","刚性层拆除","1.混凝土其他块体拆除","m2","1.00","390.5",{"v":390.5,"d":"390.50"},{"v":138,"d":"138.00"},137.42]
["本页小计",{"$nulls":6},1904.53,748.17,605.34]
[]
[]
[]
["分部分项工程量清单与计价表"]
["单位(专业)工程名称:温岭市住房保障和房管事务中心2019年度直管公房维护项目-非市区部分",{"$nulls":8},"第14页 共15页"]
["序号","项目\n编码","项目名称","项目\n特征","计量\n单位","工程量","综合单价\n(元)","合价\n(元)","其中(元)",null,"备注"]
[{"$nulls":8},"人工费","机械费"]
["155","011608002002","铲除涂料面","1.抹灰面铲涂料","m2","1.00","5.38",5.38,4.08,{"v":0,"d":"0.00"}]
["156","011610001002","木门窗拆除","1.木门窗拆除","m2","1.00","13.89",13.89,10.54,{"v":0,"d":"0.00"}]
["157","011610002002","金属门窗拆除","1.金属门窗拆除","m2","1.00","16.4",{"v":16.4,"d":"16.40"},12.45,{"v":0,"d":"0.00"}]
["158","011609001002","栏杆、栏板拆除","金属栏杆拆除","m","1.00","22.91",22.91,17.39,{"v":0,"d":"0.00"}]
[null,null,"其他工程",null,null,"0",null,1958.21,101.69,25.38]
["159","01B009","零星点工","1.计工日零星点工","工日","1","283.96",283.96,{"v":0,"d":"0.00"},{"v":0,"d":"0.00"}]
["160","01B010","玻璃钢化粪池安装","1.玻璃钢化粪池安装","m3","1.00","1092.13",1092.13,{"v":0,"d":"0.00"},{"v":0,"d":"0.00"}]
["161","01B011","小青瓦屋面拆除","1.小青瓦屋面拆除（含基层）","m2","1.00","20.54",20.54,{"v":0,"d":"0.00"},{"v":0,"d":"0.00"}]
["162","01B012","排水沟盖板","1.排水沟盖板","m2","1.00","286.18",286.18,{"v":9.2,"d":"9.20"},{"v":0.4,"d":"0.40"}]
["163","01B013","换雨水斗","1.换雨水斗","个","1","14.87",14.87,{"v":0,"d":"0.00"},{"v":0,"d":"0.00"}]
["164","031001006003","塑料管","1.排水管DE110*3.2","m","1.00","43.35",43.35,13.48,{"v":0,"d":"0.00"}]
["165","031001006004","塑料管","1.排水管de75*2.3","m","1.00","28.22",28.22,11.11,{"v":0,"d":"0.00"}]
["166","01B014","门窗边侧修补粉刷","门窗侧修补及粉刷(含白水泥批白二遍)","m","1.00","20.54",20.54,{"v":0,"d":"0.00"},{"v":0,"d":"0.00"}]
["167","01B015","木结构、砖混结构房子拆除","1.木结构、砖混结构房子拆除\n2.拆除垃圾外运另计","m2","1.00","41.06",41.06,{"v":0,"d":"0.00"},{"v":0,"d":"0.00"}]
["168","01B016","汽车运建筑垃圾","1.汽车运建筑垃圾~运距7KM","m3","1.00","127.36",127.36,{"v":67.9,"d":"67.90"},24.98]
["本页小计",{"$nulls":6},2016.79,146.15,25.38]
[]
[]
[]
["分部分项工程量清单与计价表"]
["单位(专业)工程名称:温岭市住房保障和房管事务中心2019年度直管公房维护项目-非市区部分",{"$nulls":8},"第15页 共15页"]
["序号","项目\n编码","项目名称","项目\n特征","计量\n单位","工程量","综合单价\n(元)","合价\n(元)","其中(元)",null,"备注"]
[{"$nulls":8},"人工费","机械费"]
{"$rows_empty":15}
["合计",{"$nulls":6},58880.39,11867.38,1009.11]

{"sheet":"2_工程量清单综合单价计算表","index":8,"n_rows":607,"n_cols":18,"rows_kept":607,"merged":[[0,0,0,17],[1,0,1,9],[1,10,1,17],[2,0,3,0],[2,1,3,1],[2,2,3,2],[2,3,3,3],[2,4,3,4],[2,5,2,16],[2,17,3,17],[15,0,15,17],[16,0,16,9],[16,10,16,17],[17,0,18,0],[17,1,18,1],[17,2,18,2],[17,3,18,3],[17,4,18,4],[17,5,17,16],[17,17,18,17],[33,0,33,17],[34,0,34,9],[34,10,34,17],[35,0,36,0],[35,1,36,1],[35,2,36,2],[35,3,36,3],[35,4,36,4],[35,5,35,16],[35,17,36,17],[50,0,50,17],[51,0,51,9],[51,10,51,17],[52,0,53,0],[52,1,53,1],[52,2,53,2],[52,3,53,3],[52,4,53,4],[52,5,52,16],[52,17,53,17],[68,0,68,17],[69,0,69,9],[69,10,69,17],[70,0,71,0],[70,1,71,1],[70,2,71,2],[70,3,71,3],[70,4,71,4],[70,5,70,16],[70,17,71,17],[85,0,85,17],[86,0,86,9],[86,10,86,17],[87,0,88,0],[87,1,88,1],[87,2,88,2],[87,3,88,3],[87,4,88,4],[87,5,87,16],[87,17,88,17],[104,0,104,17],[105,0,105,9],[105,10,105,17],[106,0,107,0],[106,1,107,1],[106,2,107,2],[106,3,107,3],[106,4,107,4],[106,5,106,16],[106,17,107,17],[122,0,122,17],[123,0,123,9],[123,10,123,17],[124,0,125,0],[124,1,125,1],[124,2,125,2],[124,3,125,3],[124,4,125,4],[124,5,124,16],[124,17,125,17],[140,0,140,17],[141,0,141,9],[141,10,141,17],[142,0,143,0],[142,1,143,1],[142,2,143,2],[142,3,143,3],[142,4,143,4],[142,5,142,16],[142,17,143,17],[158,0,158,17],[159,0,159,9],[159,10,159,17],[160,0,161,0],[160,1,161,1],[160,2,161,2],[160,3,161,3],[160,4,161,4],[160,5,160,16],[160,17,161,17],[177,0,177,17],[178,0,178,9],[178,10,178,17],[179,0,180,0],[179,1,180,1],[179,2,180,2],[179,3,180,3],[179,4,180,4],[179,5,179,16],[179,17,180,17],[199,0,199,17],[200,0,200,9],[200,10,200,17],[201,0,202,0],[201,1,202,1],[201,2,202,2],[201,3,202,3],[201,4,202,4],[201,5,201,16],[201,17,202,17],[219,0,219,17],[220,0,220,9],[220,10,220,17],[221,0,222,0],[221,1,222,1],[221,2,222,2],[221,3,222,3],[221,4,222,4],[221,5,221,16],[221,17,222,17],[237,0,237,17],[238,0,238,9],[238,10,238,17],[239,0,240,0],[239,1,240,1],[239,2,240,2],[239,3,240,3],[239,4,240,4],[239,5,239,16],[239,17,240,17],[254,0,254,17],[255,0,255,9],[255,10,255,17],[256,0,257,0],[256,1,257,1],[256,2,257,2],[256,3,257,3],[256,4,257,4],[256,5,256,16],[256,17,257,17],[274,0,274,17],[275,0,275,9],[275,10,275,17],[276,0,277,0],[276,1,277,1],[276,2,277,2],[276,3,277,3],[276,4,277,4],[276,5,276,16],[276,17,277,17],[293,0,293,17],[294,0,294,9],[294,10,294,17],[295,0,296,0],[295,1,296,1],[295,2,296,2],[295,3,296,3],[295,4,296,4],[295,5,295,16],[295,17,296,17],[312,0,312,17],[313,0,313,9],[313,10,313,17],[314,0,315,0],[314,1,315,1],[314,2,315,2],[314,3,315,3],[314,4,315,4],[314,5,314,16],[314,17,315,17],[333,0,333,17],[334,0,334,9],[334,10,334,17],[335,0,336,0],[335,1,336,1],[335,2,336,2],[335,3,336,3],[335,4,336,4],[335,5,335,16],[335,17,336,17],[352,0,352,17],[353,0,353,9],[353,10,353,17],[354,0,355,0],[354,1,355,1],[354,2,355,2],[354,3,355,3],[354,4,355,4],[354,5,354,16],[354,17,355,17],[370,0,370,17],[371,0,371,9],[371,10,371,17],[372,0,373,0],[372,1,373,1],[372,2,373,2],[372,3,373,3],[372,4,373,4],[372,5,372,16],[372,17,373,17],[390,0,390,17],[391,0,391,9],[391,10,391,17],[392,0,393,0],[392,1,393,1],[392,2,393,2],[392,3,393,3],[392,4,393,4],[392,5,392,16],[392,17,393,17],[407,0,407,17],[408,0,408,9],[408,10,408,17],[409,0,410,0],[409,1,410,1],[409,2,410,2],[409,3,410,3],[409,4,410,4],[409,5,409,16],[409,17,410,17],[426,0,426,17],[427,0,427,9],[427,10,427,17],[428,0,429,0],[428,1,429,1],[428,2,429,2],[428,3,429,3],[428,4,429,4],[428,5,428,16],[428,17,429,17],[446,0,446,17],[447,0,447,9],[447,10,447,17],[448,0,449,0],[448,1,449,1],[448,2,449,2],[448,3,449,3],[448,4,449,4],[448,5,448,16],[448,17,449,17],[464,0,464,17],[465,0,465,9],[465,10,465,17],[466,0,467,0],[466,1,467,1],[466,2,467,2],[466,3,467,3],[466,4,467,4],[466,5,466,16],[466,17,467,17],[482,0,482,17],[483,0,483,9],[483,10,483,17],[484,0,485,0],[484,1,485,1],[484,2,485,2],[484,3,485,3],[484,4,485,4],[484,5,484,16],[484,17,485,17],[501,0,501,17],[502,0,502,9],[502,10,502,17],[503,0,504,0],[503,1,504,1],[503,2,504,2],[503,3,504,3],[503,4,504,4],[503,5,503,16],[503,17,504,17],[523,0,523,17],[524,0,524,9],[524,10,524,17],[525,0,526,0],[525,1,526,1],[525,2,526,2],[525,3,526,3],[525,4,526,4],[525,5,525,16],[525,17,526,17],[545,0,545,17],[546,0,546,9],[546,10,546,17],[547,0,548,0],[547,1,548,1],[547,2,548,2],[547,3,548,3],[547,4,548,4],[547,5,547,16],[547,17,548,17],[567,0,567,17],[568,0,568,9],[568,10,568,17],[569,0,570,0],[569,1,570,1],[569,2,570,2],[569,3,570,3],[569,4,570,4],[569,5,569,16],[569,17,570,17],[588,0,588,17],[589,0,589,9],[589,10,589,17],[590,0,591,0],[590,1,591,1],[590,2,591,2],[590,3,591,3],[590,4,591,4],[590,5,590,16],[590,17,591,17],[606,0,606,16]]}
["工程量清单综合单价计算表"]
["单位(专业)工程名称:温岭市住房保障和房管事务中心2019年度直管公房维护项目-非市区部分",{"$nulls":9},"第1页 共32页"]
["序\n号","编号","名称","计量\n单位","数量","综合单价(元)",{"$nulls":11},"合计\n(元)"]
[{"$nulls":5},"人工费","材料费","机械费","管理费","利润","风险\n费用","组织\n措施","排污费、\n社保费、\n公积金","危险作业\n意外伤害\n保险费","农民工工\n伤保险费","税金","小计"]
[null,"A.1","A 土石方工程",null,"0",{"$nulls":12},125.06]
["1","010101003005","挖沟槽土方:1.土壤类别：三类土\n2.挖土部位：基础\n3.挖土方式;人工挖土，深度1.5M以内","m3","1.00",26.78,null,null,2.14,1.07,null,1.04,1.31,null,0.06,2.92,35.32,35.32]
[null,"1-8","挖地槽、地坑 深1.5m以内 三类土","m3","1",26.78,null,null,2.14,1.07,null,1.04,1.31,null,0.06,2.92,35.32,35.32]
["2","010101003006","挖沟槽土方:1、土壤类别：一、二类土\n2、挖土部位：基础\n3、挖土方式;人工挖土，深度1.5M以内","m3","1.00",15.05,null,null,{"v":1.2,"d":"1.20"},{"v":0.6,"d":"0.60"},null,0.59,0.74,null,0.04,1.64,19.86,19.86]
[null,"1-7","挖地槽、地坑 深1.5m以内 一、二类土","m3","1",15.05,null,null,{"v":1.2,"d":"1.20"},{"v":0.6,"d":"0.60"},null,0.59,0.74,null,0.04,1.64,19.86,19.86]
["3","010101003007","挖沟槽土方:1、土壤类别：三类土\n2、挖土部位：基础\n3、挖土方式;机械挖土，深度3M以内，自卸汽车运土1KM内","m3","1.00",4.43,null,8.06,1.58,0.79,null,0.77,0.97,null,0.04,{"v":1.5,"d":"1.50"},18.14,18.14]
[null,"1-33","反铲挖掘机挖三类土 深度2m以内","m3","1",4.02,null,2.33,{"v":0.7,"d":"0.70"},0.35,null,0.34,0.43,null,0.02,0.74,8.93,8.93]
[null,"1-67","自卸汽车~运土1km内","m3","1",0.41,null,5.73,0.88,0.44,null,0.43,0.54,null,0.02,0.76,9.21,9.21]
[]
[]
[]
["工程量清单综合单价计算表"]
["单位(专业)工程名称:温岭市住房保障和房管事务中心2019年度直管公房维护项目-非市区部分",{"$nulls":9},"第2页 共32页"]
["序\n号","编号","名称","计量\n单位","数量","综合单价(元)",{"$nulls":11},"合计\n(元)"]
[{"$nulls":5},"人工费","材料费","机械费","管理费","利润","风险\n费用","组织\n措施","排污费、\n社保费、\n公积金","危险作业\n意外伤害\n保险费","农民工工\n伤保险费","税金","小计"]
["4","010101003008","挖沟槽土方:1、土壤类别：一、二类土\n2、挖土部位：基础\n3、挖土方式;机械挖土，深度3M以内，自卸汽车运土1KM内","m3","1.00",1.97,null,7.58,1.31,0.66,null,0.64,{"v":0.8,"d":"0.80"},null,0.03,1.17,14.16,14.16]
[null,"1-30","反铲挖掘机挖一、二类土 深度4m以内","m3","1",1.56,null,1.85,0.43,0.22,null,0.21,0.26,null,0.01,0.41,4.95,4.95]
[null,"1-67","自卸汽车~运土1km内","m3","1",0.41,null,5.73,0.88,0.44,null,0.43,0.54,null,0.02,0.76,9.21,9.21]
["5","010103001002","回填方:人工土方就地回填夯实","m3","1.00",11.39,null,0.15,0.94,0.47,null,0.46,0.57,null,0.03,1.26,15.27,15.27]
[null,"1-18","就地回填土 夯实","m3","1",11.39,null,0.15,0.94,0.47,null,0.46,0.57,null,0.03,1.26,15.27,15.27]
["6","010103002002","余方弃置:1.自卸汽车运土~运距7km","m3","1.00",0.41,null,14.39,2.16,1.08,null,1.06,1.33,null,0.04,1.84,22.31,22.31]
[null,"1-67+1-68*6换","自卸汽车~运距7(km)","m3","1",0.41,null,14.39,2.16,1.08,null,1.06,1.33,null,0.04,1.84,22.31,22.31]
[null,"A.4","D 砌 筑 工 程",null,"0",{"$nulls":12},11395.98]
["7","010401001003","砖基础:1.混凝土实心砖基础;强度等级MU20，规格240*115*53\n2.砂浆强度M10.0","m3","1.00",93.84,313.79,{"v":3.8,"d":"3.80"},7.78,3.89,null,3.79,4.76,null,0.84,38.92,471.41,471.41]
[null,"3-13","混凝土实心砖基础 240×115×53","m3","1",93.84,313.79,{"v":3.8,"d":"3.80"},7.78,3.89,null,3.79,4.76,null,0.84,38.92,471.41,471.41]
["8","010401001004","砖基础:1.烧结页岩砖实心砖基础;规格240*115*53\n2.砂浆强度M10.0","m3","1.00",91.08,431.06,{"v":3.8,"d":"3.80"},7.56,3.78,null,3.69,4.63,null,1.06,{"v":49.2,"d":"49.20"},595.86,595.86]
[]
[]
[]
["工程量清单综合单价计算表"]
["单位(专业)工程名称:温岭市住房保障和房管事务中心2019年度直管公房维护项目-非市区部分",{"$nulls":9},"第3页 共32页"]
["序\n号","编号","名称","计量\n单位","数量","综合单价(元)",{"$nulls":11},"合计\n(元)"]
[{"$nulls":5},"人工费","材料费","机械费","管理费","利润","风险\n费用","组织\n措施","排污费、\n社保费、\n公积金","危险作业\n意外伤害\n保险费","农民工工\n伤保险费","税金","小计"]
[null,"3-15","烧结普通砖基础","m3","1",91.08,431.06,{"v":3.8,"d":"3.80"},7.56,3.78,null,3.69,4.63,null,1.06,{"v":49.2,"d":"49.20"},595.86,595.86]
["9","010401003005","实心砖墙:1.混凝土标准砖 240*115*53\n2.砂浆强度：M7.5混合砂浆\n3.墙体厚度：240mm","m3","1.00",123.28,323.44,{"v":3.9,"d":"3.90"},10.12,5.07,null,4.94,{"v":6.2,"d":"6.20"},null,0.93,43.01,520.89,520.89]
[null,"3-20","混凝土实心砖 墙厚1砖墙","m3","1",123.28,323.44,{"v":3.9,"d":"3.90"},10.12,5.07,null,4.94,{"v":6.2,"d":"6.20"},null,0.93,43.01,520.89,520.89]
["10","010401003006","实心砖墙:1.混凝土标准砖 240*115*53\n2.砂浆强度：M7.5混合砂浆\n3.墙体厚度：120mm","m3","1.00",161.92,324.29,{"v":3.3,"d":"3.30"},13.13,6.58,null,6.41,8.05,null,1.02,47.22,571.92,571.92]
[null,"3-22","混凝土实心砖 墙厚1/2砖","m3","1",161.92,324.29,{"v":3.3,"d":"3.30"},13.13,6.58,null,6.41,8.05,null,1.02,47.22,571.92,571.92]
["11","010401003007","实心砖墙:1.烧结页岩实心砖 240*115*53\n2.砂浆强度：M7.5混合砂浆\n3.墙体厚度：240mm","m3","1.00",120.52,439.98,{"v":3.9,"d":"3.90"},{"v":9.9,"d":"9.90"},4.96,null,4.83,6.07,null,1.15,53.22,644.53,644.53]
[null,"3-45","砌烧结普通砖墙 厚1砖","m3","1",120.52,439.98,{"v":3.9,"d":"3.90"},{"v":9.9,"d":"9.90"},4.96,null,4.83,6.07,null,1.15,53.22,644.53,644.53]
["12","010401003008","实心砖墙:1.烧结页岩实心砖 240*115*53\n2.砂浆强度：M7.5混合砂浆\n3.墙体厚度：120mm","m3","1.00",{"v":156.4,"d":"156.40"},{"v":446.4,"d":"446.40"},{"v":3.3,"d":"3.30"},{"v":12.7,"d":"12.70"},6.36,null,6.19,7.78,null,1.25,57.63,698.01,698.01]
[null,"3-47","砌烧结普通砖墙 厚1/2砖","m3","1",{"v":156.4,"d":"156.40"},{"v":446.4,"d":"446.40"},{"v":3.3,"d":"3.30"},{"v":12.7,"d":"12.70"},6.36,null,6.19,7.78,null,1.25,57.63,698.01,698.01]
["13","010401004005","多孔砖墙:1.混凝多孔砖 240×115×90\n2.砂浆强度：M7.5混合砂浆\n3.墙体厚度：240mm","m3","1.00",98.44,265.94,{"v":3.1,"d":"3.10"},8.08,4.05,null,3.94,4.95,null,0.76,35.03,424.29,424.29]
[]
[]
[]
["工程量清单综合单价计算表"]
["单位(专业)工程名称:温岭市住房保障和房管事务中心2019年度直管公房维护项目-非市区部分",{"$nulls":9},"第4页 共32页"]
["序\n号","编号","名称","计量\n单位","数量","综合单价(元)",{"$nulls":11},"合计\n(元)"]
[{"$nulls":5},"人工费","材料费","机械费","管理费","利润","风险\n费用","组织\n措施","排污费、\n社保费、\n公积金","危险作业\n意外伤害\n保险费","农民工工\n伤保险费","税金","小计"]
[null,"3-36","混凝土砌多孔砖墙  厚1砖","m3","1",98.44,265.94,{"v":3.1,"d":"3.10"},8.08,4.05,null,3.94,4.95,null,0.76,35.03,424.29,424.29]
["14","010401004006","多孔砖墙:1.混凝多孔砖 240×115×90\n2.砂浆强度：M7.5混合砂浆\n3.墙体厚度：120mm","m3","1.00",{"v":128.8,"d":"128.80"},263.31,{"v":2.5,"d":"2.50"},10.44,5.23,null,5.09,6.39,null,0.82,38.03,460.61,460.61]
[null,"3-37","混凝土砌多孔砖墙  厚1/2砖","m3","1",{"v":128.8,"d":"128.80"},263.31,{"v":2.5,"d":"2.50"},10.44,5.23,null,5.09,6.39,null,0.82,38.03,460.61,460.61]
["15","010401004007","多孔砖墙:1.烧结页岩多孔砖 240×115×90\n2.砂浆强度：M7.5混合砂浆\n3.墙体厚度：240mm","m3","1.00",95.68,344.11,{"v":3.2,"d":"3.20"},7.87,3.94,null,3.84,4.82,null,{"v":0.9,"d":"0.90"},41.79,506.15,506.15]
[null,"3-59","砌烧结多孔砖墙 厚1砖","m3","1",95.68,344.11,{"v":3.2,"d":"3.20"},7.87,3.94,null,3.84,4.82,null,{"v":0.9,"d":"0.90"},41.79,506.15,506.15]
["16","010401004008","多孔砖墙:1.烧结页岩多孔砖 240×115×90\n2.砂浆强度：M7.5混合砂浆\n3.墙体厚度：120mm","m3","1.00",125.12,344.68,{"v":2.5,"d":"2.50"},10.14,5.08,null,4.95,6.22,null,0.97,44.97,544.63,544.63]
[null,"3-60","砌烧结多孔砖墙 厚1/2砖","m3","1",125.12,344.68,{"v":2.5,"d":"2.50"},10.14,5.08,null,4.95,6.22,null,0.97,44.97,544.63,544.63]
["17","010401012006","零星砌砖:1.混凝土标准砖 240*115*53\n2.砂浆强度：M7.5混合砂浆","m3","1.00",173.88,323.73,{"v":3.5,"d":"3.50"},{"v":14.1,"d":"14.10"},7.06,null,6.88,8.64,null,1.05,{"v":48.5,"d":"48.50"},587.34,587.34]
[null,"3-29","混凝土实心砖零星砌体","m3","1",173.88,323.73,{"v":3.5,"d":"3.50"},{"v":14.1,"d":"14.10"},7.06,null,6.88,8.64,null,1.05,{"v":48.5,"d":"48.50"},587.34,587.34]
["18","010401012007","零星砌砖:1.混凝土多孔砖 240×115×90\n2.砂浆强度：M7.5混合砂浆","m3","1.00",{"v":138,"d":"138.00"},264.97,{"v":2.7,"d":"2.70"},11.18,{"v":5.6,"d":"5.60"},null,5.45,6.85,null,0.85,{"v":39.2,"d":"39.20"},{"v":474.8,"d":"474.80"},{"v":474.8,"d":"474.80"}]
[null,"3-40","混凝土多孔砖零星砌体","m3","1",{"v":138,"d":"138.00"},264.97,{"v":2.7,"d":"2.70"},11.18,{"v":5.6,"d":"5.60"},null,5.45,6.85,null,0.85,{"v":39.2,"d":"39.20"},{"v":474.8,"d":"474.80"},{"v":474.8,"d":"474.80"}]
[]
[]
[]
["工程量清单综合单价计算表"]
["单位(专业)工程名称:温岭市住房保障和房管事务中心2019年度直管公房维护项目-非市区部分",{"$nulls":9},"第5页 共32页"]
["序\n号","编号","名称","计量\n单位","数量","综合单价(元)",{"$nulls":11},"合计\n(元)"]
[{"$nulls":5},"人工费","材料费","机械费","管理费","利润","风险\n费用","组织\n措施","排污费、\n社保费、\n公积金","危险作业\n意外伤害\n保险费","农民工工\n伤保险费","税金","小计"]
["19","010401012008","零星砌砖:1.烧结页岩实心砖 240*115*53\n2.砂浆强度：M7.5混合砂浆","m3","1.00",168.36,444.06,{"v":3.5,"d":"3.50"},13.66,6.84,null,6.66,8.37,null,1.27,58.74,711.46,711.46]
[null,"3-54","烧结普通砖零星砌体","m3","1",168.36,444.06,{"v":3.5,"d":"3.50"},13.66,6.84,null,6.66,8.37,null,1.27,58.74,711.46,711.46]
["20","010401012009","零星砌砖:1.烧结页岩多孔砖 240×115×90\n2.砂浆强度：M7.5混合砂浆","m3","1.00",134.32,344.55,{"v":2.7,"d":"2.70"},10.89,5.45,null,5.31,6.67,null,0.99,45.98,556.86,556.86]
[null,"3-63","烧结多孔砖零星砌体","m3","1",134.32,344.55,{"v":2.7,"d":"2.70"},10.89,5.45,null,5.31,6.67,null,0.99,45.98,556.86,556.86]
["21","010401012010","零星砌砖:1.蒸压砂加气块混凝土砌块：规格B06 (A3.5)\n2.砂浆强度：M7.5混合砂浆","m3","1.00",164.68,368.75,{"v":3.5,"d":"3.50"},13.37,6.69,null,6.52,8.19,null,1.11,51.55,624.36,624.36]
[null,"3-70","蒸压砖零星砌体","m3","1",164.68,368.75,{"v":3.5,"d":"3.50"},13.37,6.69,null,6.52,8.19,null,1.11,51.55,624.36,624.36]
["22","010402001004","砌块墙:1.蒸压砂加气块混凝土砌块：规格B06 (A3.5)\n2.墙体厚度：240mm\n3.砂浆强度：M7.5混合砂浆","m3","1.00",{"v":64.4,"d":"64.40"},312.97,1.06,5.27,2.64,null,2.57,3.23,null,0.76,35.36,428.26,428.26]
[null,"3-88","砌蒸压砂加气混凝土砌块墙 厚300mm以内","m3","1",{"v":64.4,"d":"64.40"},312.97,1.06,5.27,2.64,null,2.57,3.23,null,0.76,35.36,428.26,428.26]
["23","010402001005","砌块墙:1.蒸压砂加气块混凝土砌块：规格B06 (A3.5)\n2.墙体厚度：190mm\n3.砂浆强度：M7.5混合砂浆","m3","1.00",70.84,313.12,1.16,{"v":5.8,"d":"5.80"},2.91,null,2.83,3.55,null,0.78,36.09,437.08,437.08]
[null,"3-87","砌蒸压砂加气混凝土砌块墙 厚200mm以内","m3","1",70.84,313.12,1.16,{"v":5.8,"d":"5.80"},2.91,null,2.83,3.55,null,0.78,36.09,437.08,437.08]
[]
[]
[]
["工程量清单综合单价计算表"]
["单位(专业)工程名称:温岭市住房保障和房管事务中心2019年度直管公房维护项目-非市区部分",{"$nulls":9},"第6页 共32页"]
["序\n号","编号","名称","计量\n单位","数量","综合单价(元)",{"$nulls":11},"合计\n(元)"]
[{"$nulls":5},"人工费","材料费","机械费","管理费","利润","风险\n费用","组织\n措施","排污费、\n社保费、\n公积金","危险作业\n意外伤害\n保险费","农民工工\n伤保险费","税金","小计"]
["24","010402001006","砌块墙:1.蒸压砂加气块混凝土砌块：规格B06 (A3.5)\n2.墙体厚度：120mm\n3.砂浆强度：M7.5混合砂浆","m3","1.00",{"v":87.4,"d":"87.40"},313.55,1.46,7.17,3.59,null,{"v":3.5,"d":"3.50"},4.39,null,0.82,37.97,459.85,459.85]
[null,"3-86","砌蒸压砂加气混凝土砌块墙 厚150mm以内","m3","1",{"v":87.4,"d":"87.40"},313.55,1.46,7.17,3.59,null,{"v":3.5,"d":"3.50"},4.39,null,0.82,37.97,459.85,459.85]
["25","010401014003","砖地沟:1.混凝土标准砖 240*115*53\n2.砂浆强度：M7.5混合砂浆","m3","1.00",{"v":110.4,"d":"110.40"},323.05,{"v":3.8,"d":"3.80"},9.09,4.55,null,4.43,5.57,null,{"v":0.9,"d":"0.90"},41.56,503.35,503.35]
[null,"3-28","混凝土实心砖砖砌地沟","m3","1",{"v":110.4,"d":"110.40"},323.05,{"v":3.8,"d":"3.80"},9.09,4.55,null,4.43,5.57,null,{"v":0.9,"d":"0.90"},41.56,503.35,503.35]
["26","010401014004","砖地沟:1.烧结页岩实心砖 240*115*53\n2.砂浆强度：M7.5混合砂浆","m3","1.00",106.72,{"v":440.7,"d":"440.70"},{"v":3.8,"d":"3.80"},{"v":8.8,"d":"8.80"},4.41,null,4.29,5.39,null,1.12,51.77,{"v":627,"d":"627.00"},{"v":627,"d":"627.00"}]
[null,"3-53","烧结普通砖砌地沟","m3","1",106.72,{"v":440.7,"d":"440.70"},{"v":3.8,"d":"3.80"},{"v":8.8,"d":"8.80"},4.41,null,4.29,5.39,null,1.12,51.77,{"v":627,"d":"627.00"},{"v":627,"d":"627.00"}]
["27","Z010401015002","砖台阶:1.混凝土标准砖 240*115*53\n2.砂浆强度：1:3水泥砂浆","m2","1.00",{"v":96.6,"d":"96.60"},153.15,{"v":2.2,"d":"2.20"},7.86,3.93,null,3.83,4.81,null,0.53,24.56,297.47,297.47]
[null,"9-65","砖砌台阶","m2","1",{"v":96.6,"d":"96.60"},153.15,{"v":2.2,"d":"2.20"},7.86,3.93,null,3.83,4.81,null,0.53,24.56,297.47,297.47]
["28","010404001002","垫层:100mm厚碎石垫层","m3","1.00",42.32,177.29,0.29,3.41,1.71,null,1.66,2.09,null,0.45,20.63,249.85,249.85]
[null,"3-9","碎石干铺垫层","m3","1",42.32,177.29,0.29,3.41,1.71,null,1.66,2.09,null,0.45,20.63,249.85,249.85]
[null,null,"E 混凝土及钢筋混凝土工程",null,"0",{"$nulls":12},30079.12]
["29","010501001002","垫层:1.垫层：C15现浇现拌混凝土","m3","1.00",86.11,316.68,4.89,7.41,3.71,null,3.61,4.54,null,0.83,{"v":38.5,"d":"38.50"},466.28,466.28]
[]
[]
[]
["工程量清单综合单价计算表"]
["单位(专业)工程名称:温岭市住房保障和房管事务中心2019年度直管公房维护项目-非市区部分",{"$nulls":9},"第7页 共32页"]
["序\n号","编号","名称","计量\n单位","数量","综合单价(元)",{"$nulls":11},"合计\n(元)"]
[{"$nulls":5},"人工费","材料费","机械费","管理费","利润","风险\n费用","组织\n措施","排污费、\n社保费、\n公积金","危险作业\n意外伤害\n保险费","农民工工\n伤保险费","税金","小计"]
[null,"4-1换","现浇现拌砼基础垫层浇捣^现浇现拌混凝土  C15（40）","m3","1",86.11,316.68,4.89,7.41,3.71,null,3.61,4.54,null,0.83,{"v":38.5,"d":"38.50"},466.28,466.28]
["30","010501003003","基础:1.基础：C25现浇现拌混凝土","m3","1.00",68.54,353.92,{"v":4.1,"d":"4.10"},5.87,2.94,null,2.86,{"v":3.6,"d":"3.60"},null,0.86,39.84,482.53,482.53]
[null,"4-3换","现浇现拌混凝土及钢筋混凝土基础浇捣^现浇现拌混凝土  C25（40）","m3","1",68.54,353.92,{"v":4.1,"d":"4.10"},5.87,2.94,null,2.86,{"v":3.6,"d":"3.60"},null,0.86,39.84,482.53,482.53]
["31","010501003004","基础:1.基础：C30现浇现拌混凝土","m3","1.00",68.54,367.43,{"v":4.1,"d":"4.10"},5.87,2.94,null,2.86,{"v":3.6,"d":"3.60"},null,0.89,41.06,497.29,497.29]
[null,"4-3换","现浇现拌混凝土及钢筋混凝土基础浇捣^现浇现拌混凝土  C30（40）","m3","1",68.54,367.43,{"v":4.1,"d":"4.10"},5.87,2.94,null,2.86,{"v":3.6,"d":"3.60"},null,0.89,41.06,497.29,497.29]
["32","010502001003","矩形柱:1.矩形柱：C25现浇现拌混凝土","m3","1.00",155.66,352.78,6.75,13.07,6.54,null,6.37,8.01,null,1.07,49.52,599.77,599.77]
[null,"4-7换","现浇现拌砼矩形柱、异形柱、圆形柱浇捣^现浇现拌混凝土  C25（40）","m3","1",155.66,352.78,6.75,13.07,6.54,null,6.37,8.01,null,1.07,49.52,599.77,599.77]
["33","010502001004","矩形柱:1.矩形柱：C30现浇现拌混凝土","m3","1.00",155.66,366.29,6.75,13.07,6.54,null,6.37,8.01,null,{"v":1.1,"d":"1.10"},50.74,614.53,614.53]
[null,"4-7换","现浇现拌砼矩形柱、异形柱、圆形柱浇捣^现浇现拌混凝土  C30（40）","m3","1",155.66,366.29,6.75,13.07,6.54,null,6.37,8.01,null,{"v":1.1,"d":"1.10"},50.74,614.53,614.53]
["34","010502002002","构造柱:1.构造柱：C25现浇现拌混凝土","m3","1.00",193.38,352.73,10.25,16.43,8.23,null,8.02,10.07,null,1.17,54.03,654.31,654.31]
[null,"4-8换","现浇现拌砼构造柱浇捣^现浇现拌混凝土  C25（40）","m3","1",193.38,352.73,10.25,16.43,8.23,null,8.02,10.07,null,1.17,54.03,654.31,654.31]
[]
[]
[]
["工程量清单综合单价计算表"]
["单位(专业)工程名称:温岭市住房保障和房管事务中心2019年度直管公房维护项目-非市区部分",{"$nulls":9},"第8页 共32页"]
["序\n号","编号","名称","计量\n单位","数量","综合单价(元)",{"$nulls":11},"合计\n(元)"]
[{"$nulls":5},"人工费","材料费","机械费","管理费","利润","风险\n费用","组织\n措施","排污费、\n社保费、\n公积金","危险作业\n意外伤害\n保险费","农民工工\n伤保险费","税金","小计"]
["35","010503001003","基础梁:1.基础梁：C25现浇现拌混凝土","m3","1.00",68.26,354.82,6.75,6.13,3.07,null,2.99,3.76,null,0.87,{"v":40.2,"d":"40.20"},486.85,486.85]
[null,"4-10换","现浇现拌砼基础梁浇捣^现浇现拌混凝土  C25（40）","m3","1",68.26,354.82,6.75,6.13,3.07,null,2.99,3.76,null,0.87,{"v":40.2,"d":"40.20"},486.85,486.85]
["36","010503001004","基础梁:1.基础梁：C30现浇现拌混凝土","m3","1.00",68.26,368.33,6.75,6.13,3.07,null,2.99,3.76,null,{"v":0.9,"d":"0.90"},41.42,501.61,501.61]
[null,"4-10换","现浇现拌砼基础梁浇捣^现浇现拌混凝土  C30（40）","m3","1",68.26,368.33,6.75,6.13,3.07,null,2.99,3.76,null,{"v":0.9,"d":"0.90"},41.42,501.61,501.61]
["37","010503002003","矩形梁:1.矩形梁：C25现浇现拌混凝土","m3","1.00",106.26,355.21,6.75,9.15,4.58,null,4.46,{"v":5.6,"d":"5.60"},null,0.96,44.37,537.34,537.34]
[null,"4-11换","现浇现拌砼单梁、连续梁、异形梁、弧形梁、吊车梁浇捣^现浇现拌混凝土  C25（40）","m3","1",106.26,355.21,6.75,9.15,4.58,null,4.46,{"v":5.6,"d":"5.60"},null,0.96,44.37,537.34,537.34]
["38","010503002004","矩形梁:1.矩形梁：C30现浇现拌混凝土","m3","1.00",106.26,368.72,6.75,9.15,4.58,null,4.46,{"v":5.6,"d":"5.60"},null,0.99,45.59,{"v":552.1,"d":"552.10"},{"v":552.1,"d":"552.10"}]
[null,"4-11换","现浇现拌砼单梁、连续梁、异形梁、弧形梁、吊车梁浇捣^现浇现拌混凝土  C30（40）","m3","1",106.26,368.72,6.75,9.15,4.58,null,4.46,{"v":5.6,"d":"5.60"},null,0.99,45.59,{"v":552.1,"d":"552.10"},{"v":552.1,"d":"552.10"}]
["39","010503004002","圈梁:1.圈梁：C25现浇现拌混凝土","m3","1.00",175.26,358.79,10.25,14.99,7.51,null,7.31,9.19,null,1.14,{"v":52.6,"d":"52.60"},637.04,637.04]
[null,"4-12换","现浇现拌砼圈梁、过梁、拱形梁浇捣^现浇现拌混凝土  C25（40）","m3","1",175.26,358.79,10.25,14.99,7.51,null,7.31,9.19,null,1.14,{"v":52.6,"d":"52.60"},637.04,637.04]
["40","010503005002","过梁:1.过梁：C25现浇现拌混凝土","m3","1.00",175.26,358.79,10.25,14.99,7.51,null,7.31,9.19,null,1.14,{"v":52.6,"d":"52.60"},637.04,637.04]
[]
[]
[]
["工程量清单综合单价计算表"]
["单位(专业)工程名称:温岭市住房保障和房管事务中心2019年度直管公房维护项目-非市区部分",{"$nulls":9},"第9页 共32页"]
["序\n号","编号","名称","计量\n单位","数量","综合单价(元)",{"$nulls":11},"合计\n(元)"]
[{"$nulls":5},"人工费","材料费","机械费","管理费","利润","风险\n费用","组织\n措施","排污费、\n社保费、\n公积金","危险作业\n意外伤害\n保险费","农民工工\n伤保险费","税金","小计"]
[null,"4-12换","现浇现拌砼圈梁、过梁、拱形梁浇捣^现浇现拌混凝土  C25（40）","m3","1",175.26,358.79,10.25,14.99,7.51,null,7.31,9.19,null,1.14,{"v":52.6,"d":"52.60"},637.04,637.04]
["41","010504001003","直形墙:1.砼墙：C25现浇现拌混凝土\n2.厚度：100mm以上","m3","1.00",164.77,353.08,6.75,13.79,{"v":6.9,"d":"6.90"},null,6.73,8.45,null,1.09,50.54,{"v":612.1,"d":"612.10"},{"v":612.1,"d":"612.10"}]
[null,"4-17换","现浇现拌砼直形、弧形墙厚10以上浇捣^现浇现拌混凝土  C25（40）","m3","1",164.77,353.08,6.75,13.79,{"v":6.9,"d":"6.90"},null,6.73,8.45,null,1.09,50.54,{"v":612.1,"d":"612.10"},{"v":612.1,"d":"612.10"}]
["42","010504001004","直形墙:1.砼墙：C30现浇现拌混凝土\n2.厚度：100mm以上","m3","1.00",164.77,366.59,6.75,13.79,{"v":6.9,"d":"6.90"},null,6.73,8.45,null,1.12,51.76,626.86,626.86]
[null,"4-17换","现浇现拌砼直形、弧形墙厚10以上浇捣^现浇现拌混凝土  C30（40）","m3","1",164.77,366.59,6.75,13.79,{"v":6.9,"d":"6.90"},null,6.73,8.45,null,1.12,51.76,626.86,626.86]
["43","010505003003","平板:1.板：C25现浇现拌混凝土","m3","1.00",88.14,374.51,7.35,7.81,3.91,null,3.81,4.79,null,0.96,44.22,{"v":535.5,"d":"535.50"},{"v":535.5,"d":"535.50"}]
[null,"4-14换","现浇现拌砼板浇捣^现浇现拌混凝土  C25（20）","m3","1",88.14,374.51,7.35,7.81,3.91,null,3.81,4.79,null,0.96,44.22,{"v":535.5,"d":"535.50"},{"v":535.5,"d":"535.50"}]
["44","010505003004","平板:1.板：C30现浇现拌混凝土","m3","1.00",88.14,391.01,7.35,7.81,3.91,null,3.81,4.79,null,0.99,{"v":45.7,"d":"45.70"},553.51,553.51]
[null,"4-14换","现浇现拌砼板浇捣^现浇现拌混凝土  C30（20）","m3","1",88.14,391.01,7.35,7.81,3.91,null,3.81,4.79,null,0.99,{"v":45.7,"d":"45.70"},553.51,553.51]
["45","010506001003","直形楼梯:1.楼梯：C25现浇现拌混凝土","m2","1.00",37.17,85.92,2.41,3.21,{"v":1.6,"d":"1.60"},null,1.56,1.96,null,0.26,12.07,146.16,146.16]
[null,"4-22换","现浇现拌砼楼梯（直形）浇捣^现浇现拌混凝土  C25（40）","m2","1",37.17,85.92,2.41,3.21,{"v":1.6,"d":"1.60"},null,1.56,1.96,null,0.26,12.07,146.16,146.16]
[]
[]
[]
["工程量清单综合单价计算表"]
["单位(专业)工程名称:温岭市住房保障和房管事务中心2019年度直管公房维护项目-非市区部分",{"$nulls":9},"第10页 共32页"]
["序\n号","编号","名称","计量\n单位","数量","综合单价(元)",{"$nulls":11},"合计\n(元)"]
[{"$nulls":5},"人工费","材料费","机械费","管理费","利润","风险\n费用","组织\n措施","排污费、\n社保费、\n公积金","危险作业\n意外伤害\n保险费","农民工工\n伤保险费","税金","小计"]
["46","010506001004","直形楼梯:1.楼梯：C30现浇现拌混凝土","m2","1.00",37.17,89.15,2.41,3.21,{"v":1.6,"d":"1.60"},null,1.56,1.96,null,0.27,12.36,149.69,149.69]
[null,"4-22换","现浇现拌砼楼梯（直形）浇捣^现浇现拌混凝土  C30（40）","m2","1",37.17,89.15,2.41,3.21,{"v":1.6,"d":"1.60"},null,1.56,1.96,null,0.27,12.36,149.69,149.69]
["47","010505007003","天沟(檐沟）、挑檐板:1.檐沟:C25现浇现拌混凝土","m3","1.00",192.28,392.72,12.36,16.72,8.37,null,8.15,10.24,null,1.25,57.79,699.88,699.88]
[null,"4-27换","现浇现拌砼檐沟、挑檐浇捣^现浇现拌混凝土  C25（16）","m3","1",192.28,392.72,12.36,16.72,8.37,null,8.15,10.24,null,1.25,57.79,699.88,699.88]
["48","010505007004","天沟(檐沟）、挑檐板:1.檐沟:C30现浇现拌混凝土","m3","1.00",192.28,410.35,12.36,16.72,8.37,null,8.15,10.24,null,1.28,59.38,719.13,719.13]
[null,"4-27换","现浇现拌砼檐沟、挑檐浇捣^现浇现拌混凝土  C30（16）","m3","1",192.28,410.35,12.36,16.72,8.37,null,8.15,10.24,null,1.28,59.38,719.13,719.13]
["49","010505008003","雨篷、悬挑板、阳台板:1.雨棚板：C25现浇现拌混凝土","m3","1.00",130.18,358.66,7.55,11.15,5.58,null,5.44,6.83,null,1.02,47.38,573.79,573.79]
[null,"4-24换","现浇现拌砼雨篷浇捣^现浇现拌混凝土  C25（16）","m3","1",130.18,358.66,7.55,11.15,5.58,null,5.44,6.83,null,1.02,47.38,573.79,573.79]
["50","010505008004","雨篷、悬挑板、阳台板:1.雨棚板：C30现浇现拌混凝土","m3","1.00",130.18,372.23,7.55,11.15,5.58,null,5.44,6.83,null,1.05,{"v":48.6,"d":"48.60"},588.61,588.61]
[null,"4-24换","现浇现拌砼雨篷浇捣^现浇现拌混凝土  C30（16）","m3","1",130.18,372.23,7.55,11.15,5.58,null,5.44,6.83,null,1.05,{"v":48.6,"d":"48.60"},588.61,588.61]
["51","010507007002","其他构件:1.窗台板、压顶等零星构件：C25现浇现拌混凝土","m3","1.00",190.53,388.89,10.27,16.21,8.11,null,{"v":7.9,"d":"7.90"},9.93,null,1.23,56.98,690.05,690.05]
[null,"4-28换","现浇现拌砼小型构件浇捣^现浇现拌混凝土  C25（20）","m3","1",190.53,388.89,10.27,16.21,8.11,null,{"v":7.9,"d":"7.90"},9.93,null,1.23,56.98,690.05,690.05]
[]
[]
[]
["工程量清单综合单价计算表"]
["单位(专业)工程名称:温岭市住房保障和房管事务中心2019年度直管公房维护项目-非市区部分",{"$nulls":9},"第11页 共32页"]
["序\n号","编号","名称","计量\n单位","数量","综合单价(元)",{"$nulls":11},"合计\n(元)"]
[{"$nulls":5},"人工费","材料费","机械费","管理费","利润","风险\n费用","组织\n措施","排污费、\n社保费、\n公积金","危险作业\n意外伤害\n保险费","农民工工\n伤保险费","税金","小计"]
["52","010515001004","现浇构件钢筋:1.现浇构件钢筋：HPB300级","t","1.000",949.44,4040.92,42.14,{"v":80,"d":"80.00"},40.06,null,39.02,49.01,null,10.22,472.57,5723.38,5723.38]
[null,"4-416","现浇构件 圆钢","t","1",949.44,4040.92,42.14,{"v":80,"d":"80.00"},40.06,null,39.02,49.01,null,10.22,472.57,5723.38,5723.38]
["53","010515001005","现浇构件钢筋:1.现浇构件钢筋：HPB400级","t","1.000",471.96,{"v":3882.5,"d":"3882.50"},29.77,{"v":41.2,"d":"41.20"},20.63,null,{"v":20.1,"d":"20.10"},25.24,null,8.76,405.01,4905.17,4905.17]
[null,"4-417","现浇构件 螺纹钢","t","1",471.96,{"v":3882.5,"d":"3882.50"},29.77,{"v":41.2,"d":"41.20"},20.63,null,{"v":20.1,"d":"20.10"},25.24,null,8.76,405.01,4905.17,4905.17]
["54","010515001006","现浇构件钢筋:1.冷拔钢丝绑扎","t","1.000",1633.92,4303.48,22.54,133.63,66.91,null,65.18,81.86,null,{"v":12.3,"d":"12.30"},568.78,{"v":6888.6,"d":"6888.60"},{"v":6888.6,"d":"6888.60"}]
[null,"4-414","冷拔钢丝 绑扎","t","1",1633.92,4303.48,22.54,133.63,66.91,null,65.18,81.86,null,{"v":12.3,"d":"12.30"},568.78,{"v":6888.6,"d":"6888.60"},{"v":6888.6,"d":"6888.60"}]
[null,null,"F 金属结构工程",null,"0",{"$nulls":12},130.55]
["55","010606011003","彩钢板天沟:1.彩钢板天沟制作、运输、安装","m","1.00",7.35,35.24,2.51,1.04,0.52,null,0.51,0.64,null,0.09,4.31,52.21,52.21]
[null,"6-122","天沟 彩钢板","m","1",7.35,35.24,2.51,1.04,0.52,null,0.51,0.64,null,0.09,4.31,52.21,52.21]
["56","010606011004","白铁皮天沟:1.白铁皮天沟制作、运输、安装","m2","1.00",25.94,25.57,null,2.06,1.03,null,{"v":1,"d":"1.00"},1.26,null,0.11,5.13,{"v":62.1,"d":"62.10"},{"v":62.1,"d":"62.10"}]
[null,"7-33","屋面镀锌钢板沿沟、水管","m2","1",25.94,25.57,null,2.06,1.03,null,{"v":1,"d":"1.00"},1.26,null,0.11,5.13,{"v":62.1,"d":"62.10"},{"v":62.1,"d":"62.10"}]
["57","010607005002","砌块墙钢丝网加固:1.砼面与砖墙交接处钉（贴）钢丝网","m2","1.00",7.13,6.24,null,0.58,0.29,null,0.28,0.35,null,0.03,1.34,16.24,16.24]
[null,"11-10","墙面 钉(贴)钢丝网","m2","1",7.13,6.24,null,0.58,0.29,null,0.28,0.35,null,0.03,1.34,16.24,16.24]
[null,null,"G 木结构工程",null,"0",{"$nulls":12},{"v":2465.4,"d":"2465.40"}]
["58","010702003002","木檩:杉木圆檩条","m3","1.00",292.95,1836.26,null,23.68,11.86,null,11.55,14.51,null,4.27,197.56,2392.64,2392.64]
[]
[]
[]
["工程量清单综合单价计算表"]
["单位(专业)工程名称:温岭市住房保障和房管事务中心2019年度直管公房维护项目-非市区部分",{"$nulls":9},"第12页 共32页"]
["序\n号","编号","名称","计量\n单位","数量","综合单价(元)",{"$nulls":11},"合计\n(元)"]
[{"$nulls":5},"人工费","材料费","机械费","管理费","利润","风险\n费用","组织\n措施","排污费、\n社保费、\n公积金","危险作业\n意外伤害\n保险费","农民工工\n伤保险费","税金","小计"]
[null,"5-7","圆檩木","m3","1",292.95,1836.26,null,23.68,11.86,null,11.55,14.51,null,4.27,197.56,2392.64,2392.64]
["59","010703001004","屋面木基层:小青瓦屋面椽子基层:椽子40*60mm@200","m2","1.00",5.67,19.62,null,0.46,0.23,null,0.22,0.28,null,0.05,2.39,28.92,28.92]
[null,"5-12","椽子基层 小青瓦屋面","m2","1",5.67,19.62,null,0.46,0.23,null,0.22,0.28,null,0.05,2.39,28.92,28.92]
["60","010703001005","屋面木基层:现浇屋面板上钉30*40顺水条、挂瓦条，面层刷防腐漆 一遍","m2","1.00",{"v":5,"d":"5.00"},10.05,null,0.41,{"v":0.2,"d":"0.20"},null,{"v":0.2,"d":"0.20"},0.25,null,0.03,1.46,{"v":17.6,"d":"17.60"},{"v":17.6,"d":"17.60"}]
[null,"5-14","混凝土上钉顺水条、挂瓦条","m2","1",2.46,9.62,null,{"v":0.2,"d":"0.20"},{"v":0.1,"d":"0.10"},null,{"v":0.1,"d":"0.10"},0.12,null,0.02,1.14,13.76,13.76]
[null,"14-118","木材面刷防腐油 一遍","m2","1",2.54,0.43,null,0.21,{"v":0.1,"d":"0.10"},null,{"v":0.1,"d":"0.10"},0.13,null,0.01,0.32,3.84,3.84]
["61","010703001006","屋面木基层:椽子基层上钉30*40顺水条、挂瓦条，面层刷防腐漆 一遍","m2","1.00",6.41,16.26,null,0.52,0.26,null,0.25,0.32,null,0.05,2.17,26.24,26.24]
[null,"5-9","椽子基层 钉挂瓦条","m2","1",3.87,15.83,null,0.31,0.16,null,0.15,0.19,null,0.04,1.85,{"v":22.4,"d":"22.40"},{"v":22.4,"d":"22.40"}]
[null,"14-118","木材面刷防腐油 一遍","m2","1",2.54,0.43,null,0.21,{"v":0.1,"d":"0.10"},null,{"v":0.1,"d":"0.10"},0.13,null,0.01,0.32,3.84,3.84]
[null,null,"H 门窗工程",null,"0",{"$nulls":12},5625.29]
["62","010801001005","木质门:1.木质镶板门（制作、安装、以及各类五金配件和锁具、人工等费用）","m2","1.00",54.63,{"v":102.4,"d":"102.40"},0.24,4.46,2.23,null,2.18,2.73,null,0.33,15.23,184.43,184.43]
[null,"13-4","无亮镶板门","m2","1",54.63,{"v":102.4,"d":"102.40"},0.24,4.46,2.23,null,2.18,2.73,null,0.33,15.23,184.43,184.43]
["63","010801001006","木质门:1.胶合板门（制作、安装、以及各类五金配件和锁具、人工等费用）","m2","1.00",63.54,110.72,0.29,5.19,{"v":2.6,"d":"2.60"},null,2.53,3.18,null,0.37,16.96,205.38,205.38]
[]
[]
[]
["工程量清单综合单价计算表"]
["单位(专业)工程名称:温岭市住房保障和房管事务中心2019年度直管公房维护项目-非市区部分",{"$nulls":9},"第13页 共32页"]
["序\n号","编号","名称","计量\n单位","数量","综合单价(元)",{"$nulls":11},"合计\n(元)"]
[{"$nulls":5},"人工费","材料费","机械费","管理费","利润","风险\n费用","组织\n措施","排污费、\n社保费、\n公积金","危险作业\n意外伤害\n保险费","农民工工\n伤保险费","税金","小计"]
[null,"13-6","无亮胶合板门","m2","1",63.54,110.72,0.29,5.19,{"v":2.6,"d":"2.60"},null,2.53,3.18,null,0.37,16.96,205.38,205.38]
["64","010801001007","木质门:1.木质镶板门带通风百页（制作、安装、以及各类五金配件和锁具、人工等费用）","m2","1.00",74.34,125.64,0.33,6.07,3.04,null,2.96,3.72,null,0.42,19.49,236.01,236.01]
[null,"13-11","带通风百叶镶板门","m2","1",74.34,125.64,0.33,6.07,3.04,null,2.96,3.72,null,0.42,19.49,236.01,236.01]
["65","010801001008","木质门:1.胶合板门带通风百页（制作、安装、以及各类五金配件和锁具、人工等费用）","m2","1.00",86.46,149.47,{"v":0.3,"d":"0.30"},7.04,3.53,null,3.44,4.31,null,{"v":0.5,"d":"0.50"},22.95,{"v":278,"d":"278.00"},{"v":278,"d":"278.00"}]
[null,"13-12","带通风百叶胶合板门","m2","1",86.46,149.47,{"v":0.3,"d":"0.30"},7.04,3.53,null,3.44,4.31,null,{"v":0.5,"d":"0.50"},22.95,{"v":278,"d":"278.00"},{"v":278,"d":"278.00"}]
["66","010802001006","金属门:1.铝合金平开门制作、安装（包含玻璃、各类五金配件和锁具、人工等费用）","m2","1.00",31.47,{"v":327,"d":"327.00"},null,2.54,1.27,null,1.24,1.56,null,0.71,32.92,398.71,398.71]
[null,"13-42","铝合金平开门安装","m2","1",31.47,{"v":327,"d":"327.00"},null,2.54,1.27,null,1.24,1.56,null,0.71,32.92,398.71,398.71]
["67","010802001007","金属门:1.铝合金推拉门制作、安装（包含玻璃、各类五金配件和锁具、人工等费用）","m2","1.00",21.46,{"v":305,"d":"305.00"},null,1.73,0.87,null,0.85,1.06,null,0.65,29.85,361.47,361.47]
[null,"13-43","铝合金推拉门安装","m2","1",21.46,{"v":305,"d":"305.00"},null,1.73,0.87,null,0.85,1.06,null,0.65,29.85,361.47,361.47]
["68","010802001008","塑钢门:1.塑钢平开门制作、安装（包含玻璃、各类五金配件和锁具、人工等费用）","m2","1.00",34.62,{"v":248,"d":"248.00"},null,{"v":2.8,"d":"2.80"},{"v":1.4,"d":"1.40"},null,1.37,1.71,null,0.57,26.14,316.61,316.61]
[null,"13-48","平开塑钢门安装","m2","1",34.62,{"v":248,"d":"248.00"},null,{"v":2.8,"d":"2.80"},{"v":1.4,"d":"1.40"},null,1.37,1.71,null,0.57,26.14,316.61,316.61]
[]
[]
[]
["工程量清单综合单价计算表"]
["单位(专业)工程名称:温岭市住房保障和房管事务中心2019年度直管公房维护项目-非市区部分",{"$nulls":9},"第14页 共32页"]
["序\n号","编号","名称","计量\n单位","数量","综合单价(元)",{"$nulls":11},"合计\n(元)"]
[{"$nulls":5},"人工费","材料费","机械费","管理费","利润","风险\n费用","组织\n措施","排污费、\n社保费、\n公积金","危险作业\n意外伤害\n保险费","农民工工\n伤保险费","税金","小计"]
["69","010802001009","塑钢门:1.塑钢推拉门制作、安装（包含玻璃、各类五金配件和锁具、人工等费用）","m2","1.00",{"v":23.6,"d":"23.60"},{"v":190,"d":"190.00"},null,1.91,0.96,null,0.93,1.17,null,0.43,19.71,238.71,238.71]
[null,"13-49","推拉塑钢门安装","m2","1",{"v":23.6,"d":"23.60"},{"v":190,"d":"190.00"},null,1.91,0.96,null,0.93,1.17,null,0.43,19.71,238.71,238.71]
["70","010807001009","金属窗:1.普通型铝合金平开窗制作、安装（包含玻璃、各类五金配件和锁具、人工等费用）","m2","1.00",21.46,{"v":235,"d":"235.00"},null,1.73,0.87,null,0.85,1.06,null,0.51,23.53,285.01,285.01]
[null,"13-99","铝合金推拉窗安装","m2","1",21.46,{"v":235,"d":"235.00"},null,1.73,0.87,null,0.85,1.06,null,0.51,23.53,285.01,285.01]
["71","010807001010","金属窗:1.普通型铝合金推拉窗制作、安装（包含玻璃、各类五金配件和锁具、人工等费用）","m2","1.00",32.32,{"v":283,"d":"283.00"},null,2.61,1.31,null,1.27,{"v":1.6,"d":"1.60"},null,0.63,29.05,351.79,351.79]
[null,"13-100","铝合金平开窗安装","m2","1",32.32,{"v":283,"d":"283.00"},null,2.61,1.31,null,1.27,{"v":1.6,"d":"1.60"},null,0.63,29.05,351.79,351.79]
["72","010807001011","金属窗:1.普通型铝合金固定窗制作、安装（包含玻璃、各类五金配件和锁具、人工等费用）","m2","1.00",17.91,{"v":177,"d":"177.00"},null,1.45,0.73,null,0.71,0.89,null,0.39,17.92,{"v":217,"d":"217.00"},{"v":217,"d":"217.00"}]
[null,"13-101","铝合金固定窗安装","m2","1",17.91,{"v":177,"d":"177.00"},null,1.45,0.73,null,0.71,0.89,null,0.39,17.92,{"v":217,"d":"217.00"},{"v":217,"d":"217.00"}]
["73","010807001012","金属窗:1.普通型铝合金百页窗制作、安装（包含各类五金配件和锁具、人工等费用）","m2","1.00",17.69,{"v":279,"d":"279.00"},null,1.43,0.72,null,{"v":0.7,"d":"0.70"},0.88,null,0.59,27.09,{"v":328.1,"d":"328.10"},{"v":328.1,"d":"328.10"}]
[null,"13-102","铝合金百叶窗安装","m2","1",17.69,{"v":279,"d":"279.00"},null,1.43,0.72,null,{"v":0.7,"d":"0.70"},0.88,null,0.59,27.09,{"v":328.1,"d":"328.10"},{"v":328.1,"d":"328.10"}]
[]
[]
[]
["工程量清单综合单价计算表"]
["单位(专业)工程名称:温岭市住房保障和房管事务中心2019年度直管公房维护项目-非市区部分",{"$nulls":9},"第15页 共32页"]
["序\n号","编号","名称","计量\n单位","数量","综合单价(元)",{"$nulls":11},"合计\n(元)"]
[{"$nulls":5},"人工费","材料费","机械费","管理费","利润","风险\n费用","组织\n措施","排污费、\n社保费、\n公积金","危险作业\n意外伤害\n保险费","农民工工\n伤保险费","税金","小计"]
["74","010807001013","塑钢窗:1.塑钢推拉窗制作、安装（包含玻璃、各类五金配件和锁具、人工等费用）","m2","1.00",{"v":23.6,"d":"23.60"},{"v":181,"d":"181.00"},null,1.91,0.96,null,0.93,1.17,null,0.41,{"v":18.9,"d":"18.90"},228.88,228.88]
[null,"13-104","塑钢推拉窗安装","m2","1",{"v":23.6,"d":"23.60"},{"v":181,"d":"181.00"},null,1.91,0.96,null,0.93,1.17,null,0.41,{"v":18.9,"d":"18.90"},228.88,228.88]
["75","010807001014","塑钢窗:1.塑钢平开窗制作、安装（包含玻璃、各类五金配件和锁具、人工等费用）","m2","1.00",35.55,{"v":226,"d":"226.00"},null,2.87,1.44,null,{"v":1.4,"d":"1.40"},1.76,null,0.52,24.26,{"v":293.8,"d":"293.80"},{"v":293.8,"d":"293.80"}]
[null,"13-105","塑钢平开窗安装","m2","1",35.55,{"v":226,"d":"226.00"},null,2.87,1.44,null,{"v":1.4,"d":"1.40"},1.76,null,0.52,24.26,{"v":293.8,"d":"293.80"},{"v":293.8,"d":"293.80"}]
["76","010807001015","塑钢窗:1.塑钢固定窗制作、安装（包含玻璃、各类五金配件和锁具、人工等费用）","m2","1.00",{"v":19.7,"d":"19.70"},{"v":133,"d":"133.00"},null,1.59,{"v":0.8,"d":"0.80"},null,0.78,0.98,null,0.31,14.14,{"v":171.3,"d":"171.30"},{"v":171.3,"d":"171.30"}]
[null,"13-106","塑钢固定窗安装","m2","1",{"v":19.7,"d":"19.70"},{"v":133,"d":"133.00"},null,1.59,{"v":0.8,"d":"0.80"},null,0.78,0.98,null,0.31,14.14,{"v":171.3,"d":"171.30"},{"v":171.3,"d":"171.30"}]
["77","010807001016","塑钢窗:1.塑钢百页窗制作、安装（包含玻璃、各类五金配件和锁具、人工等费用）","m2","1.00",19.46,{"v":186,"d":"186.00"},null,1.57,0.79,null,0.77,0.96,null,0.41,{"v":18.9,"d":"18.90"},228.86,228.86]
[null,"13-107","塑钢百叶窗安装","m2","1",19.46,{"v":186,"d":"186.00"},null,1.57,0.79,null,0.77,0.96,null,0.41,{"v":18.9,"d":"18.90"},228.86,228.86]
["78","010802001010","进户保安门:装饰成品钢质保温门（含五金配件及安装）","m2","1.00",null,{"v":664,"d":"664.00"},{"$nulls":7},1.29,59.88,725.17,725.17]
[null,"13-55","进户保安门安装","m2","1",null,{"v":664,"d":"664.00"},{"$nulls":7},1.29,59.88,725.17,725.17]
["79","010802004002","防盗门:1.成品钢板防盗门\n2.含五金配件","m2","1.00",14.91,335.09,null,2.53,1.27,null,1.23,1.55,null,{"v":0.7,"d":"0.70"},32.16,389.44,389.44]
[null,"13-55","钢板防盗门安装","m2","1",14.91,335.09,null,2.53,1.27,null,1.23,1.55,null,{"v":0.7,"d":"0.70"},32.16,389.44,389.44]
["80","010801006003","门锁安装:1.执手门锁安装(单开)","把","1",26.25,89.39,null,2.12,1.06,null,1.04,{"v":1.3,"d":"1.30"},null,0.24,10.93,132.33,132.33]
[]
[]
[]
["工程量清单综合单价计算表"]
["单位(专业)工程名称:温岭市住房保障和房管事务中心2019年度直管公房维护项目-非市区部分",{"$nulls":9},"第16页 共32页"]
["序\n号","编号","名称","计量\n单位","数量","综合单价(元)",{"$nulls":11},"合计\n(元)"]
[{"$nulls":5},"人工费","材料费","机械费","管理费","利润","风险\n费用","组织\n措施","排污费、\n社保费、\n公积金","危险作业\n意外伤害\n保险费","农民工工\n伤保险费","税金","小计"]
[null,"13-143","执手门锁安装(单开)","把","1",26.25,89.39,null,2.12,1.06,null,1.04,{"v":1.3,"d":"1.30"},null,0.24,10.93,132.33,132.33]
["81","010801006004","门锁安装:1.球形门锁安装","把","1",{"v":18.9,"d":"18.90"},26.82,null,1.53,0.77,null,0.75,0.94,null,{"v":0.1,"d":"0.10"},4.48,54.29,54.29]
[null,"13-145","球形门锁安装","把","1",{"v":18.9,"d":"18.90"},26.82,null,1.53,0.77,null,0.75,0.94,null,{"v":0.1,"d":"0.10"},4.48,54.29,54.29]
[null,null,"J 屋面及防水工程",null,"0",{"$nulls":12},575.67]
["82","010901001007","瓦屋面:1.屋面：1：3石灰黄泥浆铺盖小青瓦\n2.小青瓦原材料翻修用回","m2","1.00",15.64,{"v":18.3,"d":"18.30"},{"v":1.1,"d":"1.10"},1.34,0.67,null,0.65,0.82,null,0.08,3.47,42.07,42.07]
[null,"7-16","屋面灰泥浆基层上铺盖小青瓦","m2","1",15.64,{"v":18.3,"d":"18.30"},{"v":1.1,"d":"1.10"},1.34,0.67,null,0.65,0.82,null,0.08,3.47,42.07,42.07]
["83","010901001008","小青瓦屋面:1.瓦规格：200×（180~200）\n2.1:3石灰黄泥浆铺盖小青瓦","m2","1.00",15.64,96.12,{"v":1.1,"d":"1.10"},1.34,0.67,null,0.65,0.82,null,0.23,10.49,127.06,127.06]
[null,"7-16","屋面灰泥浆基层上铺盖小青瓦","m2","1",15.64,96.12,{"v":1.1,"d":"1.10"},1.34,0.67,null,0.65,0.82,null,0.23,10.49,127.06,127.06]
["84","010901001009","小青瓦屋面:1.瓦规格：200×（180~200）\n2.屋面椽子基层上铺盖小青瓦","m2","1.00",8.37,77.82,null,0.66,0.33,null,0.32,0.41,null,0.17,7.93,96.01,96.01]
[null,"7-15","屋面椽子基层上铺盖小青瓦","m2","1",8.37,77.82,null,0.66,0.33,null,0.32,0.41,null,0.17,7.93,96.01,96.01]
["85","010901001010","水泥彩瓦屋面:屋面杉木条基层上挂盖水泥彩瓦屋面规格：420*330","m2","1.00",6.81,{"v":35.5,"d":"35.50"},null,0.54,0.27,null,0.26,0.33,null,0.09,3.94,47.74,47.74]
[null,"7-11","屋面杉木条基层上挂盖水泥彩瓦","m2","1",6.81,{"v":35.5,"d":"35.50"},null,0.54,0.27,null,0.26,0.33,null,0.09,3.94,47.74,47.74]
[]
[]
[]
["工程量清单综合单价计算表"]
["单位(专业)工程名称:温岭市住房保障和房管事务中心2019年度直管公房维护项目-非市区部分",{"$nulls":9},"第17页 共32页"]
["序\n号","编号","名称","计量\n单位","数量","综合单价(元)",{"$nulls":11},"合计\n(元)"]
[{"$nulls":5},"人工费","材料费","机械费","管理费","利润","风险\n费用","组织\n措施","排污费、\n社保费、\n公积金","危险作业\n意外伤害\n保险费","农民工工\n伤保险费","税金","小计"]
["86","010901001011","小青瓦屋脊:小青瓦屋脊","m2","1.00",4.88,{"v":10.4,"d":"10.40"},0.36,0.42,0.21,null,{"v":0.2,"d":"0.20"},0.26,null,0.03,1.51,18.27,18.27]
[null,"7-19","粘土平瓦屋脊^小青瓦 200×(180～200)","m","1",4.88,{"v":10.4,"d":"10.40"},0.36,0.42,0.21,null,{"v":0.2,"d":"0.20"},0.26,null,0.03,1.51,18.27,18.27]
["87","010901001012","水泥彩瓦屋脊:彩色屋脊瓦规格：420*220","m","1.00",{"v":5.8,"d":"5.80"},22.13,0.56,0.51,0.26,null,0.25,0.31,null,0.06,2.69,32.57,32.57]
[null,"7-14","水泥彩瓦屋脊","m","1",{"v":5.8,"d":"5.80"},22.13,0.56,0.51,0.26,null,0.25,0.31,null,0.06,2.69,32.57,32.57]
["88","010902001003","屋面卷材防水:1.3mm厚SBS改性沥青防水卷材平面","m2","1.00",6.21,29.27,null,0.49,0.25,null,0.24,{"v":0.3,"d":"0.30"},null,0.07,3.31,40.14,40.14]
[null,"7-57","热熔法防水卷材 改性沥青 平面","m2","1",6.21,29.27,null,0.49,0.25,null,0.24,{"v":0.3,"d":"0.30"},null,0.07,3.31,40.14,40.14]
["89","010902001004","屋面卷材防水:1.3mm厚SBS改性沥青防水卷材立面","m2","1.00",8.69,29.75,null,0.69,0.35,null,0.34,0.42,null,0.08,3.63,43.95,43.95]
[null,"7-58","热熔法防水卷材 改性沥青 立面","m2","1",8.69,29.75,null,0.69,0.35,null,0.34,0.42,null,0.08,3.63,43.95,43.95]
["90","010902003002","屋面刚性层:1.40厚C30细石混凝土（内配φ6@200双向钢筋网、另列）\n2.1:2水泥砂浆随捣随抹","m2","1.00",15.58,22.72,0.73,1.32,0.67,null,0.64,0.82,null,0.08,3.83,46.39,46.39]
[null,"7-1换","屋面细石砼防水层~厚4cm^现浇现拌混凝土  C30（16）","m2","1",11.32,21.67,0.66,0.97,0.49,null,0.47,{"v":0.6,"d":"0.60"},null,0.07,3.26,39.51,39.51]
[null,"10-5","水泥砂浆随捣随抹","m2","1",4.26,1.05,0.07,0.35,0.18,null,0.17,0.22,null,0.01,0.57,6.88,6.88]
["91","010902008002","屋面变形缝:屋面刚性层设置分仓缝\n1.按规范要求设置，间距不大于6m\n2.嵌缝用沥青","m","1.00",{"v":3.4,"d":"3.40"},{"v":3.3,"d":"3.30"},null,0.27,0.14,null,0.13,0.17,null,0.01,0.67,8.09,8.09]
[]
[]
[]
["工程量清单综合单价计算表"]
["单位(专业)工程名称:温岭市住房保障和房管事务中心2019年度直管公房维护项目-非市区部分",{"$nulls":9},"第18页 共32页"]
["序\n号","编号","名称","计量\n单位","数量","综合单价(元)",{"$nulls":11},"合计\n(元)"]
[{"$nulls":5},"人工费","材料费","机械费","管理费","利润","风险\n费用","组织\n措施","排污费、\n社保费、\n公积金","危险作业\n意外伤害\n保险费","农民工工\n伤保险费","税金","小计"]
[null,"7-88","建筑油膏 缝断面30×20mm2","m","1",{"v":3.4,"d":"3.40"},{"v":3.3,"d":"3.30"},null,0.27,0.14,null,0.13,0.17,null,0.01,0.67,8.09,8.09]
["92","010903002002","墙面涂膜防水:1.墙面涂刷1.5mm厚JS防水涂料","m2","1.00",6.05,28.01,null,0.48,0.24,null,0.23,0.29,null,0.07,3.18,38.55,38.55]
[null,"7-76","水乳型防水涂料 JS 厚1.5mm以内 立面","m2","1",6.05,28.01,null,0.48,0.24,null,0.23,0.29,null,0.07,3.18,38.55,38.55]
["93","010904002002","楼（地）面涂膜防水:1.地面防水采用1.5mm厚JS防水涂料\n2.四周反边高度为300mm","m2","1.00",4.32,26.68,null,0.34,0.17,null,0.17,0.21,null,0.06,2.88,34.83,34.83]
[null,"7-75","水乳型防水涂料 JS 厚1.5mm以内 平面","m2","1",4.32,26.68,null,0.34,0.17,null,0.17,0.21,null,0.06,2.88,34.83,34.83]
[null,null,"K 保温、隔热、防腐工程",null,"0",{"$nulls":12},585.99]
["94","011001001003","保温隔热屋面:1.屋面炉渣混凝土（CL7.5)","m3","1.00",67.16,412.25,6.21,5.98,2.99,null,2.92,3.66,null,0.98,45.19,547.34,547.34]
[null,"8-41","屋面炉（矿）渣混凝土","m3","1",67.16,412.25,6.21,5.98,2.99,null,2.92,3.66,null,0.98,45.19,547.34,547.34]
["95","011001001004","保温隔热屋面:1.40厚屋面挤塑泡沫保温板","m2","1.00",6.93,26.97,0.03,0.56,0.28,null,0.27,0.35,null,0.07,3.19,38.65,38.65]
[null,"8-35","屋面挤塑泡沫保温板","m2","1",6.93,26.97,0.03,0.56,0.28,null,0.27,0.35,null,0.07,3.19,38.65,38.65]
[null,null,"L 楼地面装饰工程",null,"0",{"$nulls":12},1308.35]
["96","011101001003","水泥砂浆楼地面:1.20mm厚1：3水泥砂浆找平层","m2","1.00",15.72,8.79,0.39,1.31,0.65,null,0.64,{"v":0.8,"d":"0.80"},null,0.06,2.55,30.91,30.91]
[null,"11-1","墙面石灰砂浆抹灰~18+2mm","m2","1",15.72,8.79,0.39,1.31,0.65,null,0.64,{"v":0.8,"d":"0.80"},null,0.06,2.55,30.91,30.91]
["97","011101001004","水泥砂浆楼地面:1.20mm厚1:2水泥砂浆楼地面\n2.素水泥浆一道","m2","1.00",8.04,7.43,{"v":0.3,"d":"0.30"},0.68,0.34,null,0.33,0.41,null,0.03,1.58,19.14,19.14]
[]
[]
[]
["工程量清单综合单价计算表"]
["单位(专业)工程名称:温岭市住房保障和房管事务中心2019年度直管公房维护项目-非市区部分",{"$nulls":9},"第19页 共32页"]
["序\n号","编号","名称","计量\n单位","数量","综合单价(元)",{"$nulls":11},"合计\n(元)"]
[{"$nulls":5},"人工费","材料费","机械费","管理费","利润","风险\n费用","组织\n措施","排污费、\n社保费、\n公积金","危险作业\n意外伤害\n保险费","农民工工\n伤保险费","税金","小计"]
[null,"10-1","水泥砂浆找平层~厚20mm","m2","1",6.83,{"v":6.7,"d":"6.70"},{"v":0.3,"d":"0.30"},0.58,0.29,null,0.28,0.35,null,0.03,1.38,16.74,16.74]
[null,"11-37","素水泥浆抹灰(无107胶)","m2","1",1.21,0.73,null,{"v":0.1,"d":"0.10"},0.05,null,0.05,0.06,null,null,{"v":0.2,"d":"0.20"},{"v":2.4,"d":"2.40"},{"v":2.4,"d":"2.40"}]
["98","011101003002","细石混凝土楼地面:1.30mm厚C20细石混凝土楼地面\n2.素水泥浆一道","m2","1.00",{"v":16.6,"d":"16.60"},12.25,0.49,{"v":1.4,"d":"1.40"},{"v":0.7,"d":"0.70"},null,0.68,0.86,null,0.06,2.98,36.02,36.02]
[null,"10-7","细石混凝土楼地面~厚30mm","m2","1",11.13,10.47,0.42,0.95,0.47,null,0.46,0.58,null,0.05,2.21,26.74,26.74]
[null,"10-5","水泥砂浆随捣随抹","m2","1",4.26,1.05,0.07,0.35,0.18,null,0.17,0.22,null,0.01,0.57,6.88,6.88]
[null,"11-37","素水泥浆抹灰(无107胶)","m2","1",1.21,0.73,null,{"v":0.1,"d":"0.10"},0.05,null,0.05,0.06,null,null,{"v":0.2,"d":"0.20"},{"v":2.4,"d":"2.40"},{"v":2.4,"d":"2.40"}]
["99","011102001002","石材楼地面:1.18mm厚654花岗岩面板\n2.20mm厚1;2.5水泥砂浆结合层\n3.107胶素水泥浆","m2","1.00",{"v":30.9,"d":"30.90"},137.83,0.67,2.59,1.29,null,1.26,1.58,null,0.34,15.88,192.34,192.34]
[null,"10-17","花岗岩楼地面湿铺 水泥砂浆","m2","1",29.69,137.06,0.67,2.49,1.24,null,1.21,1.52,null,0.34,15.68,{"v":189.9,"d":"189.90"},{"v":189.9,"d":"189.90"}]
[null,"11-38","素水泥浆抹灰(有107胶)","m2","1",1.21,0.77,null,{"v":0.1,"d":"0.10"},0.05,null,0.05,0.06,null,null,{"v":0.2,"d":"0.20"},2.44,2.44]
["100","011102003002","块料楼地面:1.600*600抛光砖\n2.30mm厚1：2.5水泥砂浆结合层\n3.素水泥浆抹灰","m2","1.00",{"v":31.1,"d":"31.10"},85.28,0.53,2.58,1.29,null,1.26,1.58,null,0.24,11.15,135.01,135.01]
[null,"10-31","地砖楼地面 周长2400mm以内密缝","m2","1",29.89,84.51,0.53,2.48,1.24,null,1.21,1.52,null,0.24,10.95,132.57,132.57]
[null,"11-38","素水泥浆抹灰(有107胶)","m2","1",1.21,0.77,null,{"v":0.1,"d":"0.10"},0.05,null,0.05,0.06,null,null,{"v":0.2,"d":"0.20"},2.44,2.44]
[]
[]
[]
["工程量清单综合单价计算表"]
["单位(专业)工程名称:温岭市住房保障和房管事务中心2019年度直管公房维护项目-非市区部分",{"$nulls":9},"第20页 共32页"]
["序\n号","编号","名称","计量\n单位","数量","综合单价(元)",{"$nulls":11},"合计\n(元)"]
[{"$nulls":5},"人工费","材料费","机械费","管理费","利润","风险\n费用","组织\n措施","排污费、\n社保费、\n公积金","危险作业\n意外伤害\n保险费","农民工工\n伤保险费","税金","小计"]
["101","011105001002","水泥砂浆踢脚线:1.踢脚线高度：120mm\n2.9mm厚1：3水泥砂浆底层\n3.6mm厚1：2水泥砂浆面层","m2","1.00",28.02,{"v":8.1,"d":"8.10"},0.42,{"v":2.3,"d":"2.30"},1.15,null,1.12,1.41,null,0.08,3.83,46.43,46.43]
[null,"10-61","踢脚线 水泥砂浆","m2","1",28.02,{"v":8.1,"d":"8.10"},0.42,{"v":2.3,"d":"2.30"},1.15,null,1.12,1.41,null,0.08,3.83,46.43,46.43]
["102","011105002002","石材踢脚线:1.1：3水泥砂浆抹底灰\n2.640花岗岩板踢脚线","m2","1.00",49.78,140.67,0.45,4.07,2.03,null,1.98,2.48,null,0.39,18.17,220.02,220.02]
[null,"10-65","踢脚线 花岗岩","m2","1",40.01,135.87,0.25,3.26,1.63,null,1.59,1.99,null,0.36,16.65,201.61,201.61]
[null,"11-8","墙面水泥砂浆抹底灰~15mm厚","m2","1",9.77,{"v":4.8,"d":"4.80"},{"v":0.2,"d":"0.20"},0.81,{"v":0.4,"d":"0.40"},null,0.39,0.49,null,0.03,1.52,18.41,18.41]
["103","011105003002","块料踢脚线:1.1：3水泥砂浆抹底灰\n2.抛光砖踢脚线","m2","1.00",60.29,89.61,0.39,4.91,2.45,null,2.39,{"v":3,"d":"3.00"},null,0.32,{"v":14.7,"d":"14.70"},178.06,178.06]
[null,"10-66","踢脚线 地砖","m2","1",50.52,84.81,0.19,{"v":4.1,"d":"4.10"},2.05,null,{"v":2,"d":"2.00"},2.51,null,0.29,13.18,159.65,159.65]
[null,"11-8","墙面水泥砂浆抹底灰~15mm厚","m2","1",9.77,{"v":4.8,"d":"4.80"},{"v":0.2,"d":"0.20"},0.81,{"v":0.4,"d":"0.40"},null,0.39,0.49,null,0.03,1.52,18.41,18.41]
["104","011106001004","石材楼梯面层:1.18mm芝麻灰花岗岩板面、楼梯踏步嵌铜条\n2.30mm1：3水泥砂浆结合层\n3.107胶素水泥浆","m2","1.00",95.06,152.41,{"v":0.6,"d":"0.60"},7.74,3.88,null,3.78,4.74,null,0.52,24.18,292.91,292.91]
[null,"10-80","花岗岩楼梯面","m2","1",93.85,151.64,{"v":0.6,"d":"0.60"},7.64,3.83,null,3.73,4.68,null,0.52,23.98,290.47,290.47]
[null,"11-38","素水泥浆抹灰(有107胶)","m2","1",1.21,0.77,null,{"v":0.1,"d":"0.10"},0.05,null,0.05,0.06,null,null,{"v":0.2,"d":"0.20"},2.44,2.44]
[]
[]
[]
["工程量清单综合单价计算表"]
["单位(专业)工程名称:温岭市住房保障和房管事务中心2019年度直管公房维护项目-非市区部分",{"$nulls":9},"第21页 共32页"]
["序\n号","编号","名称","计量\n单位","数量","综合单价(元)",{"$nulls":11},"合计\n(元)"]
[{"$nulls":5},"人工费","材料费","机械费","管理费","利润","风险\n费用","组织\n措施","排污费、\n社保费、\n公积金","危险作业\n意外伤害\n保险费","农民工工\n伤保险费","税金","小计"]
["105","011106004002","水泥砂浆楼梯面层:1.20mm厚1：3水泥砂浆找平\n2.5mm厚1：2水泥砂浆压光","m2","1.00",69.93,22.55,0.85,5.73,2.87,null,2.79,3.51,null,0.21,9.76,{"v":118.2,"d":"118.20"},{"v":118.2,"d":"118.20"}]
[null,"10-76","水泥砂浆楼梯面","m2","1",69.93,22.55,0.85,5.73,2.87,null,2.79,3.51,null,0.21,9.76,{"v":118.2,"d":"118.20"},{"v":118.2,"d":"118.20"}]
["106","011106001005","石材磨边:1.踢脚线磨斜边","m","1.00",5.25,3.29,null,0.42,0.21,null,0.21,0.26,null,0.02,0.87,10.53,10.53]
[null,"15-90","石材磨 斜边","m","1",5.25,3.29,null,0.42,0.21,null,0.21,0.26,null,0.02,0.87,10.53,10.53]
["107","011106001006","楼梯踏步铜嵌条:1.楼梯踏步铜嵌条","m","1.00",{"v":15.6,"d":"15.60"},6.65,0.57,1.36,0.68,null,0.66,0.83,null,0.05,2.38,28.78,28.78]
[null,"10-86","楼梯踏步嵌条 铜嵌条","m","1",{"v":15.6,"d":"15.60"},6.65,0.57,1.36,0.68,null,0.66,0.83,null,0.05,2.38,28.78,28.78]
[null,null,"M 墙、柱面装饰与隔断、幕墙工程",null,"0",{"$nulls":12},648.41]
["108","011201001004","界面剂:1.梁、柱混凝土面刷界面剂","m2","1.00",5.13,0.72,null,0.42,0.21,null,{"v":0.2,"d":"0.20"},0.25,null,0.01,0.62,7.56,7.56]
[null,"11-39","干粉型界面剂抹灰","m2","1",5.13,0.72,null,0.42,0.21,null,{"v":0.2,"d":"0.20"},0.25,null,0.01,0.62,7.56,7.56]
["109","011201001005","墙面水泥砂浆抹灰:1.墙面采用14mm厚1：3水泥砂浆打底，6mm厚1:2.5水泥砂浆抹平压光","m2","1.00",14.97,7.12,0.38,1.24,0.62,null,0.61,0.76,null,0.05,2.32,28.07,28.07]
[null,"11-2","墙面水泥砂浆抹灰 ~14+6mm","m2","1",14.97,7.12,0.38,1.24,0.62,null,0.61,0.76,null,0.05,2.32,28.07,28.07]
["110","011201001006","墙面混合砂浆抹灰:1.墙面采用14mm厚1：1：6混合砂浆打底，6mm厚1:1:4混合砂浆抹平压光","m2","1.00",15.91,8.57,0.38,1.32,0.66,null,0.64,0.81,null,0.06,2.55,{"v":30.9,"d":"30.90"},{"v":30.9,"d":"30.90"}]
[null,"11-3","墙面混合砂浆抹灰 ~14+6mm","m2","1",15.91,8.57,0.38,1.32,0.66,null,0.64,0.81,null,0.06,2.55,{"v":30.9,"d":"30.90"},{"v":30.9,"d":"30.90"}]
[]
[]
[]
["工程量清单综合单价计算表"]
["单位(专业)工程名称:温岭市住房保障和房管事务中心2019年度直管公房维护项目-非市区部分",{"$nulls":9},"第22页 共32页"]
["序\n号","编号","名称","计量\n单位","数量","综合单价(元)",{"$nulls":11},"合计\n(元)"]
[{"$nulls":5},"人工费","材料费","机械费","管理费","利润","风险\n费用","组织\n措施","排污费、\n社保费、\n公积金","危险作业\n意外伤害\n保险费","农民工工\n伤保险费","税金","小计"]
["111","011202001003","柱、梁面水泥砂浆抹灰:1.柱、梁面采用14mm厚1：3水泥砂浆打底，6mm厚1:2.5水泥砂浆抹平压光","m2","1.00",19.47,6.85,0.37,1.61,{"v":0.8,"d":"0.80"},null,0.78,0.98,null,0.06,2.78,{"v":33.7,"d":"33.70"},{"v":33.7,"d":"33.70"}]
[null,"11-13","柱、梁面水泥砂浆抹灰~14+6mm","m2","1",19.47,6.85,0.37,1.61,{"v":0.8,"d":"0.80"},null,0.78,0.98,null,0.06,2.78,{"v":33.7,"d":"33.70"},{"v":33.7,"d":"33.70"}]
["112","011202001004","柱、梁面混合砂浆抹灰:1.柱、梁采用14mm厚1：1：6混合砂浆打底，6mm厚1:1:4混合砂浆抹平压光","m2","1.00",20.69,8.25,0.37,{"v":1.7,"d":"1.70"},0.85,null,0.83,1.04,null,0.07,3.04,36.84,36.84]
[null,"11-14","柱、梁面混合砂浆抹灰~14+6mm","m2","1",20.69,8.25,0.37,{"v":1.7,"d":"1.70"},0.85,null,0.83,1.04,null,0.07,3.04,36.84,36.84]
["113","011203001003","零星项目水泥砂浆抹灰:1.采用14mm厚1：3水泥砂浆打底，6mm厚1:2.5水泥砂浆抹平压光","m2","1.00",39.34,6.86,0.37,3.21,1.61,null,1.57,1.97,null,0.11,4.95,59.99,59.99]
[null,"11-21","零星抹灰 水泥砂浆~","m2","1",39.34,6.86,0.37,3.21,1.61,null,1.57,1.97,null,0.11,4.95,59.99,59.99]
["114","011203001004","零星项目混合抹灰:1.采用14mm厚1：1：6混合砂浆打底，6mm厚1:1:4混合砂浆抹平压光","m2","1.00",41.86,8.26,0.37,3.42,1.71,null,1.67,2.09,null,0.12,5.36,64.86,64.86]
[null,"11-22","零星抹灰 混合砂浆~","m2","1",41.86,8.26,0.37,3.42,1.71,null,1.67,2.09,null,0.12,5.36,64.86,64.86]
["115","011204003004","内墙面：300×600瓷砖:1.基层：15mm厚1:2.5水泥砂浆抹灰\n2.面层：300×600瓷砖饰面","m2","1.00",{"v":47.3,"d":"47.30"},62.51,{"v":0.4,"d":"0.40"},3.86,1.93,null,1.88,2.36,null,0.23,10.84,131.31,131.31]
[null,"11-8","墙面水泥砂浆抹底灰~15mm厚","m2","1",9.77,{"v":4.8,"d":"4.80"},{"v":0.2,"d":"0.20"},0.81,{"v":0.4,"d":"0.40"},null,0.39,0.49,null,0.03,1.52,18.41,18.41]
[]
[]
[]
["工程量清单综合单价计算表"]
["单位(专业)工程名称:温岭市住房保障和房管事务中心2019年度直管公房维护项目-非市区部分",{"$nulls":9},"第23页 共32页"]
["序\n号","编号","名称","计量\n单位","数量","综合单价(元)",{"$nulls":11},"合计\n(元)"]
[{"$nulls":5},"人工费","材料费","机械费","管理费","利润","风险\n费用","组织\n措施","排污费、\n社保费、\n公积金","危险作业\n意外伤害\n保险费","农民工工\n伤保险费","税金","小计"]
[null,"11-56","水泥砂浆粘贴墙面瓷砖(周长1200mm以上)","m2","1",37.53,57.71,{"v":0.2,"d":"0.20"},3.05,1.53,null,1.49,1.87,null,{"v":0.2,"d":"0.20"},9.32,{"v":112.9,"d":"112.90"},{"v":112.9,"d":"112.90"}]
["116","011204003005","内墙面：300×300瓷砖:1.基层：15mm厚1:2.5水泥砂浆抹灰\n2.面层：300×300瓷砖饰面","m2","1.00",53.92,57.46,{"v":0.4,"d":"0.40"},{"v":4.4,"d":"4.40"},{"v":2.2,"d":"2.20"},null,2.14,2.69,null,0.24,11.11,134.56,134.56]
[null,"11-8","墙面水泥砂浆抹底灰~15mm厚","m2","1",9.77,{"v":4.8,"d":"4.80"},{"v":0.2,"d":"0.20"},0.81,{"v":0.4,"d":"0.40"},null,0.39,0.49,null,0.03,1.52,18.41,18.41]
[null,"11-55","水泥砂浆粘贴墙面瓷砖(周长1200mm以内)","m2","1",44.15,52.66,{"v":0.2,"d":"0.20"},3.59,{"v":1.8,"d":"1.80"},null,1.75,{"v":2.2,"d":"2.20"},null,0.21,9.59,116.15,116.15]
["117","011204003006","外墙面砖墙面:1.基层：15mm厚1:2.5水泥砂浆抹灰\n2.面层：45×95外墙面砖","m2","1.00",64.88,{"v":31.4,"d":"31.40"},0.44,5.29,2.64,null,2.57,3.23,null,0.21,9.96,120.62,120.62]
[null,"11-8","墙面水泥砂浆抹底灰~15mm厚","m2","1",9.77,{"v":4.8,"d":"4.80"},{"v":0.2,"d":"0.20"},0.81,{"v":0.4,"d":"0.40"},null,0.39,0.49,null,0.03,1.52,18.41,18.41]
[null,"11-60","水泥砂浆粘贴外墙面砖(周长在300mm以内)","m2","1",55.11,{"v":26.6,"d":"26.60"},0.24,4.48,2.24,null,2.18,2.74,null,0.18,8.44,102.21,102.21]
[null,null,"N 天棚工程",null,"0",{"$nulls":12},847.33]
["118","011301001003","水泥砂浆天棚抹灰:1.混凝土面采用界面剂处理\n2.15mm厚1:2.5水泥砂浆抹灰","m2","1.00",20.09,6.15,0.22,1.65,0.83,null,{"v":0.8,"d":"0.80"},{"v":1,"d":"1.00"},null,0.06,2.77,33.57,33.57]
[null,"12-2","天棚水泥砂浆抹灰 ","m2","1",14.96,5.43,0.22,1.23,0.62,null,{"v":0.6,"d":"0.60"},0.75,null,0.05,2.15,26.01,26.01]
[null,"11-39","干粉型界面剂抹灰","m2","1",5.13,0.72,null,0.42,0.21,null,{"v":0.2,"d":"0.20"},0.25,null,0.01,0.62,7.56,7.56]
["119","011301001004","混合砂浆天棚抹灰:1.混凝土面采用界面剂处理\n2.15mm厚1：1：6水泥砂浆抹灰","m2","1.00",22.06,7.28,0.22,1.81,{"v":0.9,"d":"0.90"},null,0.88,{"v":1.1,"d":"1.10"},null,0.06,3.08,37.39,37.39]
[]
[]
[]
["工程量清单综合单价计算表"]
["单位(专业)工程名称:温岭市住房保障和房管事务中心2019年度直管公房维护项目-非市区部分",{"$nulls":9},"第24页 共32页"]
["序\n号","编号","名称","计量\n单位","数量","综合单价(元)",{"$nulls":11},"合计\n(元)"]
[{"$nulls":5},"人工费","材料费","机械费","管理费","利润","风险\n费用","组织\n措施","排污费、\n社保费、\n公积金","危险作业\n意外伤害\n保险费","农民工工\n伤保险费","税金","小计"]
[null,"11-39","干粉型界面剂抹灰","m2","1",5.13,0.72,null,0.42,0.21,null,{"v":0.2,"d":"0.20"},0.25,null,0.01,0.62,7.56,7.56]
[null,"12-3","天棚混合砂浆抹灰 ","m2","1",16.93,6.56,0.22,1.39,0.69,null,0.68,0.85,null,0.05,2.46,29.83,29.83]
["120","011302001008","吊顶天棚:1.铝板吊顶","m2","1.00",31.56,134.94,null,2.55,1.28,null,1.24,1.56,null,0.34,15.61,189.08,189.08]
[null,"12-23","嵌入式铝合金方板天棚","m2","1",31.56,134.94,null,2.55,1.28,null,1.24,1.56,null,0.34,15.61,189.08,189.08]
["121","011302001009","木工骨石膏板吊顶:1.天棚骨架：木龙骨骨架，单层\n2.饰面层：9mm厚石膏板","m2","1.00",26.54,51.76,null,2.14,1.07,null,1.05,1.32,null,0.17,7.57,91.62,91.62]
[null,"12-7","平面单层 方木天棚龙骨","m2","1",13.65,38.21,null,{"v":1.1,"d":"1.10"},0.55,null,0.54,0.68,null,0.11,4.94,59.78,59.78]
[null,"12-42","钉在木龙骨上石膏板平面","m2","1",12.89,13.55,null,1.04,0.52,null,0.51,0.64,null,0.06,2.63,31.84,31.84]
["122","011302001010","轻钢龙骨石膏板吊顶:1.天棚骨架：U38轻钢龙骨\n2.饰面层：9mm厚石膏板","m2","1.00",31.39,34.38,null,2.53,1.27,null,1.23,1.55,null,0.14,6.52,79.01,79.01]
[null,"12-16","轻钢龙骨吊顶平面（U38型）","m2","1",17.84,20.83,null,1.44,0.72,null,{"v":0.7,"d":"0.70"},0.88,null,0.08,3.82,46.31,46.31]
[null,"12-40","按在U型轻钢龙骨上石膏板平面","m2","1",13.55,13.55,null,1.09,0.55,null,0.53,0.67,null,0.06,{"v":2.7,"d":"2.70"},{"v":32.7,"d":"32.70"},{"v":32.7,"d":"32.70"}]
["123","011302001011","轻钢龙骨石膏板吊顶:1.天棚骨架：U50轻钢龙骨\n2.饰面层：9mm厚石膏板","m2","1.00",32.28,36.47,null,{"v":2.6,"d":"2.60"},1.31,null,1.27,{"v":1.6,"d":"1.60"},null,0.15,6.81,82.49,82.49]
[null,"12-18","轻钢龙骨吊顶平面（U50型）","m2","1",18.73,22.92,null,1.51,0.76,null,0.74,0.93,null,0.09,4.11,49.79,49.79]
[null,"12-40","按在U型轻钢龙骨上石膏板平面","m2","1",13.55,13.55,null,1.09,0.55,null,0.53,0.67,null,0.06,{"v":2.7,"d":"2.70"},{"v":32.7,"d":"32.70"},{"v":32.7,"d":"32.70"}]
[]
[]
[]
["工程量清单综合单价计算表"]
["单位(专业)工程名称:温岭市住房保障和房管事务中心2019年度直管公房维护项目-非市区部分",{"$nulls":9},"第25页 共32页"]
["序\n号","编号","名称","计量\n单位","数量","综合单价(元)",{"$nulls":11},"合计\n(元)"]
[{"$nulls":5},"人工费","材料费","机械费","管理费","利润","风险\n费用","组织\n措施","排污费、\n社保费、\n公积金","危险作业\n意外伤害\n保险费","农民工工\n伤保险费","税金","小计"]
["124","011302001012","吊顶天棚:1.天棚骨架：木龙骨骨架，单层\n2.饰面层：PVC板饰面，塑料角线","m2","1.00",27.43,75.95,null,2.21,1.11,null,1.08,1.36,null,0.22,9.85,119.21,119.21]
[null,"12-7","平面单层 方木天棚龙骨","m2","1",13.65,38.21,null,{"v":1.1,"d":"1.10"},0.55,null,0.54,0.68,null,0.11,4.94,59.78,59.78]
[null,"12-54","空腹PVC板天棚面","m2","1",13.78,37.74,null,1.11,0.56,null,0.54,0.68,null,0.11,4.91,59.43,59.43]
["125","011302001013","吊顶天棚:1.天棚骨架：U38轻钢龙骨\n2.饰面层：PVC板饰面，塑料角线","m2","1.00",31.62,58.57,null,2.55,1.28,null,1.24,1.56,null,0.19,8.73,105.74,105.74]
[null,"12-16","轻钢龙骨吊顶平面（U38型）","m2","1",17.84,20.83,null,1.44,0.72,null,{"v":0.7,"d":"0.70"},0.88,null,0.08,3.82,46.31,46.31]
[null,"12-54","空腹PVC板天棚面","m2","1",13.78,37.74,null,1.11,0.56,null,0.54,0.68,null,0.11,4.91,59.43,59.43]
["126","011302001014","吊顶天棚:1.天棚骨架：U50轻钢龙骨\n2.饰面层：PVC板饰面，塑料角线","m2","1.00",32.51,60.66,null,2.62,1.32,null,1.28,1.61,null,{"v":0.2,"d":"0.20"},9.02,109.22,109.22]
[null,"12-18","轻钢龙骨吊顶平面（U50型）","m2","1",18.73,22.92,null,1.51,0.76,null,0.74,0.93,null,0.09,4.11,49.79,49.79]
[null,"12-54","空腹PVC板天棚面","m2","1",13.78,37.74,null,1.11,0.56,null,0.54,0.68,null,0.11,4.91,59.43,59.43]
[null,null,"P 油漆、涂料、裱糊工程",null,"0",{"$nulls":12},273.03]
["127","011407001005","外墙弹性涂料（拉毛）:1.外墙面水泥砂浆抹灰\n2.外墙面满批防水腻子2遍\n3.外墙面涂刷弹性涂料（一底一中一面）三层","m2","1.00",11.27,33.73,null,1.91,0.96,null,0.93,1.17,null,{"v":0.1,"d":"0.10"},4.51,54.58,54.58]
[]
[]
[]
["工程量清单综合单价计算表"]
["单位(专业)工程名称:温岭市住房保障和房管事务中心2019年度直管公房维护项目-非市区部分",{"$nulls":9},"第26页 共32页"]
["序\n号","编号","名称","计量\n单位","数量","综合单价(元)",{"$nulls":11},"合计\n(元)"]
[{"$nulls":5},"人工费","材料费","机械费","管理费","利润","风险\n费用","组织\n措施","排污费、\n社保费、\n公积金","危险作业\n意外伤害\n保险费","农民工工\n伤保险费","税金","小计"]
[null,"14-168","外墙涂料 弹性涂料（拉毛）","m2","1",11.27,33.73,null,1.91,0.96,null,0.93,1.17,null,{"v":0.1,"d":"0.10"},4.51,54.58,54.58]
["128","011407001006","外墙弹性涂料（平涂）:1.外墙面水泥砂浆抹灰\n2.外墙面满批防水腻子2遍\n3.外墙面涂刷弹性涂料（一底一中一面）三层","m2","1.00",11.27,28.73,null,1.91,0.96,null,0.93,1.17,null,0.09,4.06,49.12,49.12]
[null,"14-168","外墙涂料 弹性涂料","m2","1",11.27,28.73,null,1.91,0.96,null,0.93,1.17,null,0.09,4.06,49.12,49.12]
["129","011407001007","内墙面乳胶漆面层:1.内墙水泥混合砂浆抹灰\n2.内墙满批普通腻子2遍\n3.刷、喷乳胶漆2遍","m2","1.00",7.47,20.53,null,1.27,0.63,null,0.62,0.78,null,0.06,2.82,34.18,34.18]
[null,"14-155","墙、柱、天棚面~乳胶漆  二遍","m2","1",7.47,20.53,null,1.27,0.63,null,0.62,0.78,null,0.06,2.82,34.18,34.18]
["130","011407001008","批白水泥:1.批白水泥二遍","m2","1.00",1.04,10.96,null,0.18,0.09,null,0.09,0.11,null,0.02,1.12,13.61,13.61]
[null,"14-174","抹灰面刷白水泥浆二遍 光面","m2","1",1.04,10.96,null,0.18,0.09,null,0.09,0.11,null,0.02,1.12,13.61,13.61]
["131","011401001003","木门油漆:单层木门~聚脂清漆三遍","m2","1.00",35.12,15.71,null,2.84,1.42,null,1.39,1.74,null,0.11,5.25,63.58,63.58]
[null,"14-1","单层木门~聚脂清漆三遍","m2","1",35.12,15.71,null,2.84,1.42,null,1.39,1.74,null,0.11,5.25,63.58,63.58]
["132","011401001004","木门油漆:1.底油一遍、刮腻子\n2.调和漆二遍","m2","1.00",{"v":31.5,"d":"31.50"},4.39,null,2.55,1.28,null,1.24,1.56,null,0.08,3.83,46.43,46.43]
[null,"14-17","单层木门 调和漆 底油一遍、刮腻子~调和漆二遍","m2","1",{"v":31.5,"d":"31.50"},4.39,null,2.55,1.28,null,1.24,1.56,null,0.08,3.83,46.43,46.43]
[]
[]
[]
["工程量清单综合单价计算表"]
["单位(专业)工程名称:温岭市住房保障和房管事务中心2019年度直管公房维护项目-非市区部分",{"$nulls":9},"第27页 共32页"]
["序\n号","编号","名称","计量\n单位","数量","综合单价(元)",{"$nulls":11},"合计\n(元)"]
[{"$nulls":5},"人工费","材料费","机械费","管理费","利润","风险\n费用","组织\n措施","排污费、\n社保费、\n公积金","危险作业\n意外伤害\n保险费","农民工工\n伤保险费","税金","小计"]
["133","011403001002","木扶手油漆:1.刷底油1遍，刮腻子\n2.刷调和漆2遍","m","1.00",8.37,0.43,null,0.68,0.34,null,0.33,0.41,null,0.02,0.95,11.53,11.53]
[null,"14-54","木扶手 调和漆 底油一遍 刮腻子~调和漆二遍","m","1",8.37,0.43,null,0.68,0.34,null,0.33,0.41,null,0.02,0.95,11.53,11.53]
[null,null,"Q 其他装饰工程",null,"0",{"$nulls":12},806.76]
["134","011503001004","不锈钢栏杆 H=1100mm:1.阳台304不锈钢栏杆H=1100mm\n2.管材厚度及规格详有关图集规定","m","1.00",{"v":28.8,"d":"28.80"},{"v":191.2,"d":"191.20"},null,4.89,2.45,null,2.38,{"v":3,"d":"3.00"},null,0.45,20.99,254.16,254.16]
[null,"10-95","304不锈钢栏杆H=1100mm","m","1",{"v":28.8,"d":"28.80"},{"v":191.2,"d":"191.20"},null,4.89,2.45,null,2.38,{"v":3,"d":"3.00"},null,0.45,20.99,254.16,254.16]
["135","011503001005","不锈钢栏杆 H=300mm:1.阳台304不锈钢栏杆H=300mm\n2.管材厚度及规格详有关图集规定","m","1.00",{"v":28.8,"d":"28.80"},{"v":93.4,"d":"93.40"},null,4.89,2.45,null,2.38,{"v":3,"d":"3.00"},null,0.26,12.17,147.35,147.35]
[null,"10-95","304不锈钢栏杆H=300mm","m","1",{"v":28.8,"d":"28.80"},{"v":93.4,"d":"93.40"},null,4.89,2.45,null,2.38,{"v":3,"d":"3.00"},null,0.26,12.17,147.35,147.35]
["136","011503001006","靠墙扶手:参15J403-1图集E4页K7","m","1.00",{"v":28.2,"d":"28.20"},{"v":71.8,"d":"71.80"},null,4.79,{"v":2.4,"d":"2.40"},null,2.33,2.93,null,0.22,10.14,122.81,122.81]
[null,"10-111","靠墙扶手 不锈钢管","m","1",{"v":28.2,"d":"28.20"},{"v":71.8,"d":"71.80"},null,4.79,{"v":2.4,"d":"2.40"},null,2.33,2.93,null,0.22,10.14,122.81,122.81]
["137","011503002002","硬木扶手:楼梯木扶手钢栏杆,参15J403-1图集B15页A4a型25","m","1.00",30.85,214.15,null,5.24,2.62,null,2.55,3.21,null,{"v":0.5,"d":"0.50"},23.32,282.44,282.44]
[null,"10-97","硬木扶手直形 型钢栏杆","m","1",30.85,214.15,null,5.24,2.62,null,2.55,3.21,null,{"v":0.5,"d":"0.50"},23.32,282.44,282.44]
[null,null,"R 拆除工程",null,"0",{"$nulls":12},2055.24]
[]
[]
[]
["工程量清单综合单价计算表"]
["单位(专业)工程名称:温岭市住房保障和房管事务中心2019年度直管公房维护项目-非市区部分",{"$nulls":9},"第28页 共32页"]
["序\n号","编号","名称","计量\n单位","数量","综合单价(元)",{"$nulls":11},"合计\n(元)"]
[{"$nulls":5},"人工费","材料费","机械费","管理费","利润","风险\n费用","组织\n措施","排污费、\n社保费、\n公积金","危险作业\n意外伤害\n保险费","农民工工\n伤保险费","税金","小计"]
["138","011601001003","砖砌体拆除:1.空心砖墙拆除","m3","1.00",69.92,null,null,5.55,2.78,null,2.71,{"v":3.4,"d":"3.40"},null,0.16,7.61,92.13,92.13]
[null,"15-122","空心砖墙拆除","m3","1",69.92,null,null,5.55,2.78,null,2.71,{"v":3.4,"d":"3.40"},null,0.16,7.61,92.13,92.13]
["139","011601001004","砖砌体拆除:1.实心砖墙拆除","m3","1.00",70.66,1.17,36.78,10.89,5.45,null,5.31,6.67,null,0.27,12.35,149.55,149.55]
[null,"15-123","实心砖墙拆除","m3","1",70.66,1.17,36.78,10.89,5.45,null,5.31,6.67,null,0.27,12.35,149.55,149.55]
["140","011602001002","混凝土构件拆除:1.混凝土无筋基础拆除","m3","1.00",{"v":69.7,"d":"69.70"},0.23,68.51,15.42,7.72,null,7.52,9.45,null,0.35,{"v":16.1,"d":"16.10"},{"v":195,"d":"195.00"},{"v":195,"d":"195.00"}]
[null,"1-96","素混凝土基础无筋拆除","m3","1",{"v":69.7,"d":"69.70"},0.23,68.51,15.42,7.72,null,7.52,9.45,null,0.35,{"v":16.1,"d":"16.10"},{"v":195,"d":"195.00"},{"v":195,"d":"195.00"}]
["141","011602002004","钢筋混凝土构件拆除:1.混凝土有筋基础拆除","m3","1.00",104.55,0.32,87.91,{"v":21,"d":"21.00"},10.51,null,10.24,12.86,null,0.48,22.31,270.18,270.18]
[null,"1-97","钢筋混凝土基础有筋拆除","m3","1",104.55,0.32,87.91,{"v":21,"d":"21.00"},10.51,null,10.24,12.86,null,0.48,22.31,270.18,270.18]
["142","011602002005","钢筋混凝土构件拆除:1.混凝土梁、柱拆除","m3","1.00",{"v":156.4,"d":"156.40"},2.69,140.48,32.62,16.33,null,15.91,19.98,null,0.75,34.66,419.82,419.82]
[null,"15-118","结构拆除 混凝土梁、柱","m3","1",{"v":156.4,"d":"156.40"},2.69,140.48,32.62,16.33,null,15.91,19.98,null,0.75,34.66,419.82,419.82]
["143","011602002006","钢筋混凝土构件拆除:1.混凝土墙、板、雨蓬拆除","m3","1.00",{"v":128.8,"d":"128.80"},2.59,134.24,29.53,14.78,null,{"v":14.4,"d":"14.40"},18.09,null,0.67,30.88,373.98,373.98]
[null,"15-119","混凝土墙、板、雨篷拆除","m3","1",{"v":128.8,"d":"128.80"},2.59,134.24,29.53,14.78,null,{"v":14.4,"d":"14.40"},18.09,null,0.67,30.88,373.98,373.98]
["144","011604001002","平面抹灰层拆除:1.水泥砂浆地面拆除","m2","1.00",{"v":11.5,"d":"11.50"},null,null,0.91,0.46,null,0.45,0.56,null,0.03,1.25,15.16,15.16]
[null,"15-124","水泥砂浆地面拆除","m2","1",{"v":11.5,"d":"11.50"},null,null,0.91,0.46,null,0.45,0.56,null,0.03,1.25,15.16,15.16]
["145","011604002003","立面抹灰层拆除:1.水泥砂浆墙面拆除","m2","1.00",5.79,null,null,0.46,0.23,null,0.22,0.28,null,0.01,0.63,7.62,7.62]
[]
[]
[]
["工程量清单综合单价计算表"]
["单位(专业)工程名称:温岭市住房保障和房管事务中心2019年度直管公房维护项目-非市区部分",{"$nulls":9},"第29页 共32页"]
["序\n号","编号","名称","计量\n单位","数量","综合单价(元)",{"$nulls":11},"合计\n(元)"]
[{"$nulls":5},"人工费","材料费","机械费","管理费","利润","风险\n费用","组织\n措施","排污费、\n社保费、\n公积金","危险作业\n意外伤害\n保险费","农民工工\n伤保险费","税金","小计"]
[null,"15-130","水泥砂浆墙面拆除","m2","1",5.79,null,null,0.46,0.23,null,0.22,0.28,null,0.01,0.63,7.62,7.62]
["146","011604002004","立面抹灰层拆除:1.石灰砂浆墙面拆除","m2","1.00",4.74,null,null,0.38,0.19,null,0.18,0.23,null,0.01,0.52,6.25,6.25]
[null,"15-131","石灰砂浆墙面拆除","m2","1",4.74,null,null,0.38,0.19,null,0.18,0.23,null,0.01,0.52,6.25,6.25]
["147","011604003002","天棚抹灰面拆除:1.天棚抹灰面拆除","m2","1.00",5.63,null,null,0.45,0.22,null,0.22,0.27,null,0.01,0.61,7.41,7.41]
[null,"15-136","天棚铲灰壳","m2","1",5.63,null,null,0.45,0.22,null,0.22,0.27,null,0.01,0.61,7.41,7.41]
["148","011605001003","平面块料拆除:1.地砖、缸砖地面拆除","m2","1.00",15.84,null,null,1.26,0.63,null,0.61,0.77,null,0.04,1.72,20.87,20.87]
[null,"15-126","地砖、缸砖地面拆除","m2","1",15.84,null,null,1.26,0.63,null,0.61,0.77,null,0.04,1.72,20.87,20.87]
["149","011605001004","平面块料拆除:1.大理石、花岗石地面拆除","m2","1.00",{"v":15,"d":"15.00"},null,null,1.19,{"v":0.6,"d":"0.60"},null,0.58,0.73,null,0.04,1.63,19.77,19.77]
[null,"15-127","大理石、花岗石地面拆除","m2","1",{"v":15,"d":"15.00"},null,null,1.19,{"v":0.6,"d":"0.60"},null,0.58,0.73,null,0.04,1.63,19.77,19.77]
["150","011605002004","立面块料拆除:1.干挂大理石、花岗石墙面拆除","m2","1.00",{"v":2.9,"d":"2.90"},null,null,0.23,0.11,null,0.11,0.14,null,0.01,0.32,3.82,3.82]
[null,"15-132","干挂大理石、花岗石墙面拆除","m2","1",{"v":2.9,"d":"2.90"},null,null,0.23,0.11,null,0.11,0.14,null,0.01,0.32,3.82,3.82]
["151","011605002005","立面块料拆除:1.湿贴大理石、花岗石墙面拆除","m2","1.00",{"v":6.9,"d":"6.90"},null,null,0.55,0.27,null,0.27,0.34,null,0.02,0.75,{"v":9.1,"d":"9.10"},{"v":9.1,"d":"9.10"}]
[null,"15-133","湿贴大理石、花岗石墙面拆除","m2","1",{"v":6.9,"d":"6.90"},null,null,0.55,0.27,null,0.27,0.34,null,0.02,0.75,{"v":9.1,"d":"9.10"},{"v":9.1,"d":"9.10"}]
["152","011605002006","立面块料拆除:1.瓷砖、面砖墙面拆除","m2","1.00",7.65,null,null,0.61,{"v":0.3,"d":"0.30"},null,{"v":0.3,"d":"0.30"},0.37,null,0.02,0.83,10.08,10.08]
[null,"15-134","瓷砖、面砖墙面拆除","m2","1",7.65,null,null,0.61,{"v":0.3,"d":"0.30"},null,{"v":0.3,"d":"0.30"},0.37,null,0.02,0.83,10.08,10.08]
[]
[]
[]
["工程量清单综合单价计算表"]
["单位(专业)工程名称:温岭市住房保障和房管事务中心2019年度直管公房维护项目-非市区部分",{"$nulls":9},"第30页 共32页"]
["序\n号","编号","名称","计量\n单位","数量","综合单价(元)",{"$nulls":11},"合计\n(元)"]
[{"$nulls":5},"人工费","材料费","机械费","管理费","利润","风险\n费用","组织\n措施","排污费、\n社保费、\n公积金","危险作业\n意外伤害\n保险费","农民工工\n伤保险费","税金","小计"]
["153","011606002002","墙柱面龙骨及饰面拆除:1.墙柱面龙骨及饰面拆除","m2","1.00",4.11,null,null,0.33,0.16,null,0.16,{"v":0.2,"d":"0.20"},null,0.01,0.45,5.42,5.42]
[null,"15-135","其他饰面墙面拆除","m2","1",4.11,null,null,0.33,0.16,null,0.16,{"v":0.2,"d":"0.20"},null,0.01,0.45,5.42,5.42]
["154","011607001002","刚性层拆除:1.混凝土其他块体拆除","m2","1.00",{"v":138,"d":"138.00"},2.25,137.42,30.71,15.38,null,14.98,18.82,null,{"v":0.7,"d":"0.70"},32.24,{"v":390.5,"d":"390.50"},{"v":390.5,"d":"390.50"}]
[null,"15-120","混凝土其他块体拆除","m3","1",{"v":138,"d":"138.00"},2.25,137.42,30.71,15.38,null,14.98,18.82,null,{"v":0.7,"d":"0.70"},32.24,{"v":390.5,"d":"390.50"},{"v":390.5,"d":"390.50"}]
["155","011608002002","铲除涂料面:1.抹灰面铲涂料","m2","1.00",4.08,0.01,null,0.32,0.16,null,0.16,{"v":0.2,"d":"0.20"},null,0.01,0.44,5.38,5.38]
[null,"15-148","抹灰面铲涂料","m2","1",4.08,0.01,null,0.32,0.16,null,0.16,{"v":0.2,"d":"0.20"},null,0.01,0.44,5.38,5.38]
["156","011610001002","木门窗拆除:1.木门窗拆除","m2","1.00",10.54,null,null,0.84,0.42,null,0.41,0.51,null,0.02,1.15,13.89,13.89]
[null,"15-138","木门窗拆除","m2","1",10.54,null,null,0.84,0.42,null,0.41,0.51,null,0.02,1.15,13.89,13.89]
["157","011610002002","金属门窗拆除:1.金属门窗拆除","m2","1.00",12.45,null,null,0.99,0.49,null,0.48,0.61,null,0.03,1.35,{"v":16.4,"d":"16.40"},{"v":16.4,"d":"16.40"}]
[null,"15-139","金属门窗拆除","m2","1",12.45,null,null,0.99,0.49,null,0.48,0.61,null,0.03,1.35,{"v":16.4,"d":"16.40"},{"v":16.4,"d":"16.40"}]
["158","011609001002","栏杆、栏板拆除:金属栏杆拆除","m","1.00",17.39,null,null,1.38,0.69,null,0.67,0.85,null,0.04,1.89,22.91,22.91]
[null,"15-145","金属栏板拆除","m","1",17.39,null,null,1.38,0.69,null,0.67,0.85,null,0.04,1.89,22.91,22.91]
[null,null,"其他工程",null,"0",{"$nulls":12},1958.21]
["159","01B009","零星点工:1.计工日零星点工","工日","1",null,{"v":260,"d":"260.00"},{"$nulls":7},0.51,23.45,283.96,283.96]
[null,"综合价","零星点工","工日","1",null,{"v":260,"d":"260.00"},{"$nulls":7},0.51,23.45,283.96,283.96]
[]
[]
[]
["工程量清单综合单价计算表"]
["单位(专业)工程名称:温岭市住房保障和房管事务中心2019年度直管公房维护项目-非市区部分",{"$nulls":9},"第31页 共32页"]
["序\n号","编号","名称","计量\n单位","数量","综合单价(元)",{"$nulls":11},"合计\n(元)"]
[{"$nulls":5},"人工费","材料费","机械费","管理费","利润","风险\n费用","组织\n措施","排污费、\n社保费、\n公积金","危险作业\n意外伤害\n保险费","农民工工\n伤保险费","税金","小计"]
["160","01B010","玻璃钢化粪池安装:1.玻璃钢化粪池安装","m3","1.00",null,{"v":1000,"d":"1000.00"},{"$nulls":7},1.95,90.18,1092.13,1092.13]
[null,"综合价","玻璃钢化粪池安装","m3","1",null,{"v":1000,"d":"1000.00"},{"$nulls":7},1.95,90.18,1092.13,1092.13]
["161","01B011","小青瓦屋面拆除:1.小青瓦屋面拆除（含基层）","m2","1.00",null,{"v":18.8,"d":"18.80"},{"$nulls":7},0.04,{"v":1.7,"d":"1.70"},20.54,20.54]
[null,"综合价","小青瓦屋面拆除","m2","1",null,{"v":18.8,"d":"18.80"},{"$nulls":7},0.04,{"v":1.7,"d":"1.70"},20.54,20.54]
["162","01B012","排水沟盖板:1.排水沟盖板","m2","1.00",{"v":9.2,"d":"9.20"},250.46,{"v":0.4,"d":"0.40"},0.76,0.38,null,0.37,0.47,null,0.51,23.63,286.18,286.18]
[null,"9-75","地沟复合盖板","m2","1",{"v":9.2,"d":"9.20"},250.46,{"v":0.4,"d":"0.40"},0.76,0.38,null,0.37,0.47,null,0.51,23.63,286.18,286.18]
["163","01B013","换雨水斗:1.换雨水斗","个","1",null,13.61,{"$nulls":7},0.03,1.23,14.87,14.87]
[null,"综合价","换雨水斗","个","1",null,13.61,{"$nulls":7},0.03,1.23,14.87,14.87]
["164","031001006003","塑料管:1.排水管DE110*3.2","m","1.00",13.48,23.42,null,1.07,0.54,null,0.52,0.66,null,0.08,3.58,43.35,43.35]
[null,"C10-273","室内承插塑料排水管安装(零件粘接)  公称直径100mm以内","m","1",13.48,23.42,null,1.07,0.54,null,0.52,0.66,null,0.08,3.58,43.35,43.35]
["165","031001006004","塑料管:1.排水管de75*2.3","m","1.00",11.11,12.44,null,0.88,0.44,null,0.43,0.54,null,0.05,2.33,28.22,28.22]
[null,"C10-272","室内承插塑料排水管安装(零件粘接)  公称直径75mm以内","m","1",11.11,12.44,null,0.88,0.44,null,0.43,0.54,null,0.05,2.33,28.22,28.22]
["166","01B014","门窗边侧修补粉刷:门窗侧修补及粉刷(含白水泥批白二遍)","m","1.00",null,{"v":18.8,"d":"18.80"},{"$nulls":7},0.04,{"v":1.7,"d":"1.70"},20.54,20.54]
[null,"综合价","门窗侧修补及粉刷(含白水泥批白二遍)","m","1",null,{"v":18.8,"d":"18.80"},{"$nulls":7},0.04,{"v":1.7,"d":"1.70"},20.54,20.54]
[]
[]
[]
["工程量清单综合单价计算表"]
["单位(专业)工程名称:温岭市住房保障和房管事务中心2019年度直管公房维护项目-非市区部分",{"$nulls":9},"第32页 共32页"]
["序\n号","编号","名称","计量\n单位","数量","综合单价(元)",{"$nulls":11},"合计\n(元)"]
[{"$nulls":5},"人工费","材料费","机械费","管理费","利润","风险\n费用","组织\n措施","排污费、\n社保费、\n公积金","危险作业\n意外伤害\n保险费","农民工工\n伤保险费","税金","小计"]
["167","01B015","木结构、砖混结构房子拆除:1.木结构、砖混结构房子拆除\n2.拆除垃圾外运另计","m2","1.00",null,{"v":37.6,"d":"37.60"},{"$nulls":7},0.07,3.39,41.06,41.06]
[null,"综合价","木结构、砖混结构房子拆除","m2","1",null,{"v":37.6,"d":"37.60"},{"$nulls":7},0.07,3.39,41.06,41.06]
["168","01B016","汽车运建筑垃圾:1.汽车运建筑垃圾~运距7KM","m3","1.00",{"v":67.9,"d":"67.90"},null,24.98,9.12,4.57,null,4.45,5.59,null,0.23,10.52,127.36,127.36]
[null,"15-150+15-151*2换","汽车运建筑垃圾~运距7(km)","m3","1",{"v":67.9,"d":"67.90"},null,24.98,9.12,4.57,null,4.45,5.59,null,0.23,10.52,127.36,127.36]
{"$rows_empty":10}
["合计",{"$nulls":16},58880.39]

{"sheet":"2_施工技术措施项目清单与计价表","index":9,"n_rows":69,"n_cols":11,"rows_kept":69,"merged":[[0,0,0,10],[1,0,1,7],[1,8,1,10],[2,0,3,0],[2,1,3,1],[2,2,3,2],[2,3,3,3],[2,4,3,4],[2,5,3,5],[2,6,3,6],[2,7,3,7],[2,8,2,9],[2,10,3,10],[20,0,20,6],[24,0,24,10],[25,0,25,7],[25,8,25,10],[26,0,27,0],[26,1,27,1],[26,2,27,2],[26,3,27,3],[26,4,27,4],[26,5,27,5],[26,6,27,6],[26,7,27,7],[26,8,26,9],[26,10,27,10],[44,0,44,6],[48,0,48,10],[49,0,49,7],[49,8,49,10],[50,0,51,0],[50,1,51,1],[50,2,51,2],[50,3,51,3],[50,4,51,4],[50,5,51,5],[50,6,51,6],[50,7,51,7],[50,8,50,9],[50,10,51,10],[67,0,67,6],[68,0,68,6]]}
["施工技术措施项目清单与计价表"]
["单位(专业)工程名称:温岭市住房保障和房管事务中心2019年度直管公房维护项目-非市区部分",{"$nulls":7},"第1页 共3页"]
["序号","项目\n编码","项目名称","项目\n特征","计量\n单位","工程量","综合单价\n(元)","合价\n(元)","其中(元)",null,"备注"]
[{"$nulls":8},"人工费","机械费"]
[null,null,"S.2混凝土模板及支架（撑）（编码：011702）",null,null,"0",null,1003.02,510.77,18.54]
["1","011702001005","基础垫层","1.基础垫层模板","m2","1.00",48.27,48.27,24.61,0.52]
["2","011702001006","基础","1.独立基础模板","m2","1.00",40.25,40.25,{"v":19,"d":"19.00"},0.55]
["3","011702001007","基础","1.无梁式带形基础模板","m2","1.00",40.54,40.54,21.25,0.42]
["4","011702001008","基础","1.有梁式带形基础模板","m2","1.00",42.16,42.16,20.24,0.93]
["5","011702002003","矩形柱","1.矩形柱模板，支模高度3.6米内","m2","1.00",51.13,51.13,25.76,1.33]
["6","011702003002","构造柱","1.构造柱模板，支模高度3.6米内","m2","1.00",51.13,51.13,25.76,1.33]
["7","011702002004","矩形柱","1.矩形柱模板，支模超高每增1米","m2","1.00",3.25,3.25,1.79,0.06]
["8","011702005002","基础梁","1.基础梁模板","m2","1.00",{"v":50.1,"d":"50.10"},{"v":50.1,"d":"50.10"},22.39,{"v":1.7,"d":"1.70"}]
["9","011702006003","矩形梁","1.矩形梁模板，支模高度3.6米内","m2","1.00",{"v":64,"d":"64.00"},{"v":64,"d":"64.00"},32.15,1.97]
["10","011702006004","矩形梁","1.矩形梁模板，支模超高每增1米","m2","1.00",5.55,5.55,3.04,0.18]
["11","011702008002","圈梁","1.圈梁模板","m2","1.00",{"v":47.8,"d":"47.80"},{"v":47.8,"d":"47.80"},{"v":28,"d":"28.00"},0.41]
["12","011702009002","过梁","1.过梁模板","m2","1.00",{"v":47.8,"d":"47.80"},{"v":47.8,"d":"47.80"},{"v":28,"d":"28.00"},0.41]
["13","011702011003","直形墙","1.直行墙模板，支模高度3.6米内","m2","1.00",39.96,39.96,19.09,0.89]
["14","011702011004","直形墙","1.直行墙模板，支模高度每增1米","m2","1.00",3.22,3.22,1.79,0.06]
["15","011702016003","平板","1.板模板，支模高度3.6米内","m2","1.00",44.89,44.89,20.24,1.49]
["本页小计",{"$nulls":6},580.05,293.11,12.25]
[]
[]
[]
["施工技术措施项目清单与计价表"]
["单位(专业)工程名称:温岭市住房保障和房管事务中心2019年度直管公房维护项目-非市区部分",{"$nulls":7},"第2页 共3页"]
["序号","项目\n编码","项目名称","项目\n特征","计量\n单位","工程量","综合单价\n(元)","合价\n(元)","其中(元)",null,"备注"]
[{"$nulls":8},"人工费","机械费"]
["16","011702016004","平板","1.板模板，支模高度每增1米","m2","1.00",4.88,4.88,{"v":2.3,"d":"2.30"},0.19]
["17","011702022002","天沟、檐沟","1.檐沟、挑檐模板","m2","1.00",{"v":61.6,"d":"61.60"},{"v":61.6,"d":"61.60"},36.88,0.86]
["18","011702023002","雨篷、悬挑板、阳台板","1.雨蓬、阳台模板","m2","1.00",110.48,110.48,61.64,1.85]
["19","011702024002","楼梯","1.直行楼梯模板","m2","1.00",176.25,176.25,{"v":87.4,"d":"87.40"},{"v":2.5,"d":"2.50"}]
["20","011702025002","其他现浇构件","1.窗台等小型构件模板","m2","1.00",69.76,69.76,29.44,0.89]
[null,null,"S.1 脚手架工程（编码：011701)",null,null,"0",null,106.38,52.16,7.08]
["21","011701002007","外脚手架","1.外墙砌筑脚手架高度7米内","m2","1.00",7.37,7.37,3.64,0.81]
["22","011701002008","外脚手架","1.外墙砌筑脚手架高度13米内","m2","1.00",8.86,8.86,3.95,0.87]
["23","011701002009","外脚手架","1.外墙砌筑脚手架高度20米内","m2","1.00",10.63,10.63,{"v":4.5,"d":"4.50"},0.94]
["24","011701002010","外脚手架","1.外墙砌筑脚手架高度30米内","m2","1.00",14.69,14.69,6.51,1.01]
["25","011701002011","外脚手架","1.外墙砌筑脚手架高度40米内","m2","1.00",19.45,19.45,8.77,1.05]
["26","011701002012","外脚手架","1.外墙砌筑脚手架高度50米内","m2","1.00",23.39,23.39,10.45,1.32]
["27","011701003003","内墙脚手架","1.内墙饰面脚手架高度3.6米内","m2","1.00",1.79,1.79,1.06,0.17]
["28","011701003004","内墙脚手架","1.内墙饰面脚手架高度3.6米以上","m2","1.00",4.12,4.12,2.58,0.17]
["29","011701006005","满堂脚手架","1.满堂脚手架高度3.6m~5.2m，用于天棚勾缝、刷浆油漆","m2","1.00",5.34,5.34,3.57,{"v":0.3,"d":"0.30"}]
["30","011701006006","满堂脚手架","1.满堂脚手架高度3.6m~5.2m，用于天棚饰面","m2","1.00",8.06,8.06,5.36,{"v":0.3,"d":"0.30"}]
["本页小计",{"$nulls":6},526.67,268.05,13.23]
[]
[]
[]
["施工技术措施项目清单与计价表"]
["单位(专业)工程名称:温岭市住房保障和房管事务中心2019年度直管公房维护项目-非市区部分",{"$nulls":7},"第3页 共3页"]
["序号","项目\n编码","项目名称","项目\n特征","计量\n单位","工程量","综合单价\n(元)","合价\n(元)","其中(元)",null,"备注"]
[{"$nulls":8},"人工费","机械费"]
["31","011701006007","满堂脚手架","1.满堂脚手架高度每增1.2m，用于天棚勾缝、刷浆油漆","m2","1.00",1.07,1.07,0.71,0.07]
["32","011701006008","满堂脚手架","1.满堂脚手架高度每增1.2m，用于天棚饰面","m2","1.00",1.61,1.61,1.06,0.07]
{"$rows_empty":13}
["本页小计",{"$nulls":6},2.68,1.77,0.14]
["合计",{"$nulls":6},{"v":1109.4,"d":"1109.40"},562.93,25.62]

{"sheet":"2_措施项目清单综合单价计算表","index":10,"n_rows":122,"n_cols":18,"rows_kept":122,"merged":[[0,0,0,17],[1,0,1,9],[1,10,1,17],[2,0,3,0],[2,1,3,1],[2,2,3,2],[2,3,3,3],[2,4,3,4],[2,5,2,16],[2,17,3,17],[21,0,21,17],[22,0,22,9],[22,10,22,17],[23,0,24,0],[23,1,24,1],[23,2,24,2],[23,3,24,3],[23,4,24,4],[23,5,23,16],[23,17,24,17],[42,0,42,17],[43,0,43,9],[43,10,43,17],[44,0,45,0],[44,1,45,1],[44,2,45,2],[44,3,45,3],[44,4,45,4],[44,5,44,16],[44,17,45,17],[63,0,63,17],[64,0,64,9],[64,10,64,17],[65,0,66,0],[65,1,66,1],[65,2,66,2],[65,3,66,3],[65,4,66,4],[65,5,65,16],[65,17,66,17],[83,0,83,17],[84,0,84,9],[84,10,84,17],[85,0,86,0],[85,1,86,1],[85,2,86,2],[85,3,86,3],[85,4,86,4],[85,5,85,16],[85,17,86,17],[101,0,101,17],[102,0,102,9],[102,10,102,17],[103,0,104,0],[103,1,104,1],[103,2,104,2],[103,3,104,3],[103,4,104,4],[103,5,103,16],[103,17,104,17],[121,0,121,16]]}
["措施项目清单综合单价计算表"]
["单位(专业)工程名称:温岭市住房保障和房管事务中心2019年度直管公房维护项目-非市区部分",{"$nulls":9},"第1页 共6页"]
["序\n号","编号","名称","计量\n单位","数量","综合单价(元)",{"$nulls":11},"合计\n(元)"]
[{"$nulls":5},"人工费","材料费","机械费","管理费","利润","风险\n费用","组织\n措施","排污费、\n社保费、\n公积金","危险作业\n意外伤害\n保险费","农民工工\n伤保险费","税金","小计"]
[null,null,"S.2混凝土模板及支架（撑）（编码：011702）",null,"0",{"$nulls":12},1003.02]
["1","011702001005","基础垫层:1.基础垫层模板","m2","1.00",24.61,13.78,0.52,2.03,1.02,null,0.99,1.24,null,0.09,3.99,48.27,48.27]
[null,"4-135","现浇砼基础垫层模板","m2","1",24.61,13.78,0.52,2.03,1.02,null,0.99,1.24,null,0.09,3.99,48.27,48.27]
["2","011702001006","基础:1.独立基础模板","m2","1.00",{"v":19,"d":"19.00"},13.19,0.55,1.59,0.79,null,0.77,0.97,null,0.07,3.32,40.25,40.25]
[null,"4-141","现浇砼独立基础 复合木模","m2","1",{"v":19,"d":"19.00"},13.19,0.55,1.59,0.79,null,0.77,0.97,null,0.07,3.32,40.25,40.25]
["3","011702001007","基础:1.无梁式带形基础模板","m2","1.00",21.25,10.91,0.42,1.75,0.87,null,0.85,1.07,null,0.07,3.35,40.54,40.54]
[null,"4-137","现浇带形基础 无梁式砼 复合木模","m2","1",21.25,10.91,0.42,1.75,0.87,null,0.85,1.07,null,0.07,3.35,40.54,40.54]
["4","011702001008","基础:1.有梁式带形基础模板","m2","1.00",20.24,{"v":12.9,"d":"12.90"},0.93,1.74,0.87,null,0.85,1.07,null,0.08,3.48,42.16,42.16]
[null,"4-139","现浇带形基础 有梁式砼 复合木模","m2","1",20.24,{"v":12.9,"d":"12.90"},0.93,1.74,0.87,null,0.85,1.07,null,0.08,3.48,42.16,42.16]
["5","011702002003","矩形柱:1.矩形柱模板，支模高度3.6米内","m2","1.00",25.76,13.91,1.33,2.24,1.12,null,1.09,1.37,null,0.09,4.22,51.13,51.13]
[null,"4-156","现浇砼矩形柱 复合木模~支模高度3.6m","m2","1",25.76,13.91,1.33,2.24,1.12,null,1.09,1.37,null,0.09,4.22,51.13,51.13]
["6","011702003002","构造柱:1.构造柱模板，支模高度3.6米内","m2","1.00",25.76,13.91,1.33,2.24,1.12,null,1.09,1.37,null,0.09,4.22,51.13,51.13]
[null,"4-156","现浇砼矩形柱 复合木模~支模高度3.6m","m2","1",25.76,13.91,1.33,2.24,1.12,null,1.09,1.37,null,0.09,4.22,51.13,51.13]
["7","011702002004","矩形柱:1.矩形柱模板，支模超高每增1米","m2","1.00",1.79,0.73,0.06,0.15,0.08,null,0.07,0.09,null,0.01,0.27,3.25,3.25]
[]
[]
[]
["措施项目清单综合单价计算表"]
["单位(专业)工程名称:温岭市住房保障和房管事务中心2019年度直管公房维护项目-非市区部分",{"$nulls":9},"第2页 共6页"]
["序\n号","编号","名称","计量\n单位","数量","综合单价(元)",{"$nulls":11},"合计\n(元)"]
[{"$nulls":5},"人工费","材料费","机械费","管理费","利润","风险\n费用","组织\n措施","排污费、\n社保费、\n公积金","危险作业\n意外伤害\n保险费","农民工工\n伤保险费","税金","小计"]
[null,"4-160","现浇砼柱支模超高 每增加1m","m2","1",1.79,0.73,0.06,0.15,0.08,null,0.07,0.09,null,0.01,0.27,3.25,3.25]
["8","011702005002","基础梁:1.基础梁模板","m2","1.00",22.39,16.52,{"v":1.7,"d":"1.70"},2.02,1.01,null,0.99,1.24,null,0.09,4.14,{"v":50.1,"d":"50.10"},{"v":50.1,"d":"50.10"}]
[null,"4-162","现浇砼基础梁 复合木模","m2","1",22.39,16.52,{"v":1.7,"d":"1.70"},2.02,1.01,null,0.99,1.24,null,0.09,4.14,{"v":50.1,"d":"50.10"},{"v":50.1,"d":"50.10"}]
["9","011702006003","矩形梁:1.矩形梁模板，支模高度3.6米内","m2","1.00",32.15,17.12,1.97,2.83,1.42,null,1.38,1.74,null,0.11,5.28,{"v":64,"d":"64.00"},{"v":64,"d":"64.00"}]
[null,"4-165","现浇砼矩形梁 复合木模~支模高度3.6m","m2","1",32.15,17.12,1.97,2.83,1.42,null,1.38,1.74,null,0.11,5.28,{"v":64,"d":"64.00"},{"v":64,"d":"64.00"}]
["10","011702006004","矩形梁:1.矩形梁模板，支模超高每增1米","m2","1.00",3.04,1.17,0.18,0.27,0.13,null,0.13,0.16,null,0.01,0.46,5.55,5.55]
[null,"4-172","现浇砼梁支模超高每增加1m","m2","1",3.04,1.17,0.18,0.27,0.13,null,0.13,0.16,null,0.01,0.46,5.55,5.55]
["11","011702008002","圈梁:1.圈梁模板","m2","1.00",{"v":28,"d":"28.00"},9.42,0.41,2.28,1.14,null,1.11,{"v":1.4,"d":"1.40"},null,0.09,3.95,{"v":47.8,"d":"47.80"},{"v":47.8,"d":"47.80"}]
[null,"4-170","现浇砼直形圈过梁 复合木模","m2","1",{"v":28,"d":"28.00"},9.42,0.41,2.28,1.14,null,1.11,{"v":1.4,"d":"1.40"},null,0.09,3.95,{"v":47.8,"d":"47.80"},{"v":47.8,"d":"47.80"}]
["12","011702009002","过梁:1.过梁模板","m2","1.00",{"v":28,"d":"28.00"},9.42,0.41,2.28,1.14,null,1.11,{"v":1.4,"d":"1.40"},null,0.09,3.95,{"v":47.8,"d":"47.80"},{"v":47.8,"d":"47.80"}]
[null,"4-170","现浇砼直形圈过梁 复合木模","m2","1",{"v":28,"d":"28.00"},9.42,0.41,2.28,1.14,null,1.11,{"v":1.4,"d":"1.40"},null,0.09,3.95,{"v":47.8,"d":"47.80"},{"v":47.8,"d":"47.80"}]
["13","011702011003","直形墙:1.直行墙模板，支模高度3.6米内","m2","1.00",19.09,12.34,0.89,1.64,0.82,null,{"v":0.8,"d":"0.80"},1.01,null,0.07,{"v":3.3,"d":"3.30"},39.96,39.96]
[null,"4-182","现浇砼直形墙 复合木模~支模高度3.6m","m2","1",19.09,12.34,0.89,1.64,0.82,null,{"v":0.8,"d":"0.80"},1.01,null,0.07,{"v":3.3,"d":"3.30"},39.96,39.96]
["14","011702011004","直形墙:1.直行墙模板，支模高度每增1米","m2","1.00",1.79,{"v":0.7,"d":"0.70"},0.06,0.15,0.08,null,0.07,0.09,null,0.01,0.27,3.22,3.22]
[]
[]
[]
["措施项目清单综合单价计算表"]
["单位(专业)工程名称:温岭市住房保障和房管事务中心2019年度直管公房维护项目-非市区部分",{"$nulls":9},"第3页 共6页"]
["序\n号","编号","名称","计量\n单位","数量","综合单价(元)",{"$nulls":11},"合计\n(元)"]
[{"$nulls":5},"人工费","材料费","机械费","管理费","利润","风险\n费用","组织\n措施","排污费、\n社保费、\n公积金","危险作业\n意外伤害\n保险费","农民工工\n伤保险费","税金","小计"]
[null,"4-188","现浇砼墙支模超高每增加1m","m2","1",1.79,{"v":0.7,"d":"0.70"},0.06,0.15,0.08,null,0.07,0.09,null,0.01,0.27,3.22,3.22]
["15","011702016003","平板:1.板模板，支模高度3.6米内","m2","1.00",20.24,14.63,1.49,1.82,0.91,null,0.89,1.12,null,0.08,3.71,44.89,44.89]
[null,"4-174","现浇砼板 复合木模~支模高度3.6m","m2","1",20.24,14.63,1.49,1.82,0.91,null,0.89,1.12,null,0.08,3.71,44.89,44.89]
["16","011702016004","平板:1.板模板，支模高度每增1米","m2","1.00",{"v":2.3,"d":"2.30"},1.43,0.19,0.21,0.11,null,{"v":0.1,"d":"0.10"},0.13,null,0.01,{"v":0.4,"d":"0.40"},4.88,4.88]
[null,"4-180","现浇砼板支模超高每增加1m","m2","1",{"v":2.3,"d":"2.30"},1.43,0.19,0.21,0.11,null,{"v":0.1,"d":"0.10"},0.13,null,0.01,{"v":0.4,"d":"0.40"},4.88,4.88]
["17","011702022002","天沟、檐沟:1.檐沟、挑檐模板","m2","1.00",36.88,10.72,0.86,3.05,1.53,null,1.49,1.87,null,0.11,5.09,{"v":61.6,"d":"61.60"},{"v":61.6,"d":"61.60"}]
[null,"4-196","现浇砼檐沟、挑檐","m2","1",36.88,10.72,0.86,3.05,1.53,null,1.49,1.87,null,0.11,5.09,{"v":61.6,"d":"61.60"},{"v":61.6,"d":"61.60"}]
["18","011702023002","雨篷、悬挑板、阳台板:1.雨蓬、阳台模板","m2","1.00",61.64,24.25,1.85,5.16,2.58,null,2.52,3.16,null,{"v":0.2,"d":"0.20"},9.12,110.48,110.48]
[null,"4-193","现浇砼全悬挑阳台、雨篷","m2","1",61.64,24.25,1.85,5.16,2.58,null,2.52,3.16,null,{"v":0.2,"d":"0.20"},9.12,110.48,110.48]
["19","011702024002","楼梯:1.直行楼梯模板","m2","1.00",{"v":87.4,"d":"87.40"},{"v":52.5,"d":"52.50"},{"v":2.5,"d":"2.50"},{"v":7.3,"d":"7.30"},3.66,null,3.56,4.47,null,0.31,14.55,176.25,176.25]
[null,"4-189","现浇砼楼梯 直行","m2","1",{"v":87.4,"d":"87.40"},{"v":52.5,"d":"52.50"},{"v":2.5,"d":"2.50"},{"v":7.3,"d":"7.30"},3.66,null,3.56,4.47,null,0.31,14.55,176.25,176.25]
["20","011702025002","其他现浇构件:1.窗台等小型构件模板","m2","1.00",29.44,27.15,0.89,2.46,1.23,null,{"v":1.2,"d":"1.20"},1.51,null,0.12,5.76,69.76,69.76]
[null,"4-199","现浇砼小型构件模板","m2","1",29.44,27.15,0.89,2.46,1.23,null,{"v":1.2,"d":"1.20"},1.51,null,0.12,5.76,69.76,69.76]
[null,null,"S.1 脚手架工程（编码：011701)",null,"0",{"$nulls":12},106.38]
[]
[]
[]
["措施项目清单综合单价计算表"]
["单位(专业)工程名称:温岭市住房保障和房管事务中心2019年度直管公房维护项目-非市区部分",{"$nulls":9},"第4页 共6页"]
["序\n号","编号","名称","计量\n单位","数量","综合单价(元)",{"$nulls":11},"合计\n(元)"]
[{"$nulls":5},"人工费","材料费","机械费","管理费","利润","风险\n费用","组织\n措施","排污费、\n社保费、\n公积金","危险作业\n意外伤害\n保险费","农民工工\n伤保险费","税金","小计"]
["21","011701002007","外脚手架:1.外墙砌筑脚手架高度7米内","m2","1.00",3.64,1.25,0.81,{"v":0.4,"d":"0.40"},{"v":0.2,"d":"0.20"},null,{"v":0.2,"d":"0.20"},0.25,null,0.01,0.61,7.37,7.37]
[null,"16-29*A0.6B0.3换","外墙脚手架 高度7m内`另行搭设外墙砌筑脚手架","m2","1",3.64,1.25,0.81,{"v":0.4,"d":"0.40"},{"v":0.2,"d":"0.20"},null,{"v":0.2,"d":"0.20"},0.25,null,0.01,0.61,7.37,7.37]
["22","011701002008","外脚手架:1.外墙砌筑脚手架高度13米内","m2","1.00",3.95,2.15,0.87,0.44,0.22,null,0.21,0.27,null,0.02,0.73,8.86,8.86]
[null,"16-30*A0.6B0.3换","外墙脚手架 高度13m内`另行搭设外墙砌筑脚手架","m2","1",3.95,2.15,0.87,0.44,0.22,null,0.21,0.27,null,0.02,0.73,8.86,8.86]
["23","011701002009","外脚手架:1.外墙砌筑脚手架高度20米内","m2","1.00",{"v":4.5,"d":"4.50"},3.01,0.94,0.49,0.25,null,0.24,{"v":0.3,"d":"0.30"},null,0.02,0.88,10.63,10.63]
[null,"16-31*A0.6B0.3换","外墙脚手架 高度20m内`另行搭设外墙砌筑脚手架","m2","1",{"v":4.5,"d":"4.50"},3.01,0.94,0.49,0.25,null,0.24,{"v":0.3,"d":"0.30"},null,0.02,0.88,10.63,10.63]
["24","011701002010","外脚手架:1.外墙砌筑脚手架高度30米内","m2","1.00",6.51,4.22,1.01,0.66,0.33,null,0.32,{"v":0.4,"d":"0.40"},null,0.03,1.21,14.69,14.69]
[null,"16-32*A0.6B0.3换","外墙脚手架 高度30m内`另行搭设外墙砌筑脚手架","m2","1",6.51,4.22,1.01,0.66,0.33,null,0.32,{"v":0.4,"d":"0.40"},null,0.03,1.21,14.69,14.69]
["25","011701002011","外脚手架:1.外墙砌筑脚手架高度40米内","m2","1.00",8.77,5.79,1.05,0.85,0.42,null,0.41,0.52,null,0.03,1.61,19.45,19.45]
[null,"16-33*A0.6B0.3换","外墙脚手架 高度40m内`另行搭设外墙砌筑脚手架","m2","1",8.77,5.79,1.05,0.85,0.42,null,0.41,0.52,null,0.03,1.61,19.45,19.45]
["26","011701002012","外脚手架:1.外墙砌筑脚手架高度50米内","m2","1.00",10.45,{"v":7,"d":"7.00"},1.32,1.02,0.51,null,{"v":0.5,"d":"0.50"},0.62,null,0.04,1.93,23.39,23.39]
[null,"16-34*A0.6B0.3换","外墙脚手架 高度50m内`另行搭设外墙砌筑脚手架","m2","1",10.45,{"v":7,"d":"7.00"},1.32,1.02,0.51,null,{"v":0.5,"d":"0.50"},0.62,null,0.04,1.93,23.39,23.39]
["27","011701003003","内墙脚手架:1.内墙饰面脚手架高度3.6米内","m2","1.00",1.06,0.13,0.17,0.11,0.05,null,0.05,0.07,null,null,0.15,1.79,1.79]
[]
[]
[]
["措施项目清单综合单价计算表"]
["单位(专业)工程名称:温岭市住房保障和房管事务中心2019年度直管公房维护项目-非市区部分",{"$nulls":9},"第5页 共6页"]
["序\n号","编号","名称","计量\n单位","数量","综合单价(元)",{"$nulls":11},"合计\n(元)"]
[{"$nulls":5},"人工费","材料费","机械费","管理费","利润","风险\n费用","组织\n措施","排污费、\n社保费、\n公积金","危险作业\n意外伤害\n保险费","农民工工\n伤保险费","税金","小计"]
[null,"16-38*A0.6B0.3换","内墙脚手架 高度3.6m内`内墙饰面脚手架","m2","1",1.06,0.13,0.17,0.11,0.05,null,0.05,0.07,null,null,0.15,1.79,1.79]
["28","011701003004","内墙脚手架:1.内墙饰面脚手架高度3.6米以上","m2","1.00",2.58,0.43,0.17,0.23,0.11,null,0.11,0.14,null,0.01,0.34,4.12,4.12]
[null,"16-39*A0.6B0.3换","内墙脚手架 高度3.6m上`另行搭设内墙饰面脚手架","m2","1",2.58,0.43,0.17,0.23,0.11,null,0.11,0.14,null,0.01,0.34,4.12,4.12]
["29","011701006005","满堂脚手架:1.满堂脚手架高度3.6m~5.2m，用于天棚勾缝、刷浆油漆","m2","1.00",3.57,0.17,{"v":0.3,"d":"0.30"},0.33,0.16,null,0.16,{"v":0.2,"d":"0.20"},null,0.01,0.44,5.34,5.34]
[null,"16-40*A0.4B0.1换","满堂脚手架~基本层3.6m～5.2m`天棚仅勾缝、刷浆油漆","m2","1",3.57,0.17,{"v":0.3,"d":"0.30"},0.33,0.16,null,0.16,{"v":0.2,"d":"0.20"},null,0.01,0.44,5.34,5.34]
["30","011701006006","满堂脚手架:1.满堂脚手架高度3.6m~5.2m，用于天棚饰面","m2","1.00",5.36,{"v":0.5,"d":"0.50"},{"v":0.3,"d":"0.30"},0.47,0.23,null,0.23,0.29,null,0.01,0.67,8.06,8.06]
[null,"16-40*A0.6B0.3换","满堂脚手架~基本层3.6m～5.2m`天棚饰面脚手架","m2","1",5.36,{"v":0.5,"d":"0.50"},{"v":0.3,"d":"0.30"},0.47,0.23,null,0.23,0.29,null,0.01,0.67,8.06,8.06]
["31","011701006007","满堂脚手架:1.满堂脚手架高度每增1.2m，用于天棚勾缝、刷浆油漆","m2","1.00",0.71,0.03,0.07,0.07,0.03,null,0.03,0.04,null,null,0.09,1.07,1.07]
[null,"16-41*A0.4B0.1换","满堂脚手架 每增加1.2m`天棚仅勾缝、刷浆油漆","m2","1",0.71,0.03,0.07,0.07,0.03,null,0.03,0.04,null,null,0.09,1.07,1.07]
["32","011701006008","满堂脚手架:1.满堂脚手架高度每增1.2m，用于天棚饰面","m2","1.00",1.06,0.09,0.07,{"v":0.1,"d":"0.10"},0.05,null,0.05,0.06,null,null,0.13,1.61,1.61]
[null,"16-41*A0.6B0.3换","满堂脚手架 每增加1.2m`天棚饰面脚手架","m2","1",1.06,0.09,0.07,{"v":0.1,"d":"0.10"},0.05,null,0.05,0.06,null,null,0.13,1.61,1.61]
[]
[]
[]
["措施项目清单综合单价计算表"]
["单位(专业)工程名称:温岭市住房保障和房管事务中心2019年度直管公房维护项目-非市区部分",{"$nulls":9},"第6页 共6页"]
["序\n号","编号","名称","计量\n单位","数量","综合单价(元)",{"$nulls":11},"合计\n(元)"]
[{"$nulls":5},"人工费","材料费","机械费","管理费","利润","风险\n费用","组织\n措施","排污费、\n社保费、\n公积金","危险作业\n意外伤害\n保险费","农民工工\n伤保险费","税金","小计"]
{"$rows_empty":16}
["合计",{"$nulls":16},{"v":1109.4,"d":"1109.40"}]

{"sheet":"2_主要工日价格表","index":11,"n_rows":8,"n_cols":5,"rows_kept":8,"merged":[[0,0,0,4],[1,0,1,3]]}
["主要工日价格表"]
["单位(专业)工程名称:温岭市住房保障和房管事务中心2019年度直管公房维护项目-非市区部分",{"$nulls":3},"第1页 共1页"]
["序号","工 种","单位","数 量","单价(元)"]
["1","一类人工","工日",2.756,"85"]
["2","二类人工","工日",108.637,"92"]
["3","三类人工","工日",19.418,"105"]
["4","三类人工1","工日",3.252,"50"]
["5","人工(机械)","工日",4.581,"92"]

{"sheet":"2_主要材料价格表","index":12,"n_rows":136,"n_cols":8,"rows_kept":136,"merged":[[0,0,0,7],[1,0,1,6],[35,0,35,7],[36,0,36,6],[70,0,70,7],[71,0,71,6],[105,0,105,7],[106,0,106,6]]}
["主要材料价格表"]
["单位(专业)工程名称:温岭市住房保障和房管事务中心2019年度直管公房维护项目-非市区部分",{"$nulls":6},"第1页 共4页"]
["序号","编码","材料名称","规格型号","单位","数量","单价(元)","备注"]
["1","0000001","一类人工",null,"工日",2.756,"85"]
["2","0000011","二类人工",null,"工日",108.637,"92"]
["3","0000021","三类人工",null,"工日",19.418,"105"]
["4","j0000011","人工(机械)",null,"工日",4.581,"92"]
["5","0101001","螺纹钢","HRB400级综合","t",{"v":1.02,"d":"1.020"},"3731"]
["6","0109001","圆钢","HPB300级综合","t",{"v":1.02,"d":"1.020"},"3897"]
["7","0109021","冷拔钢丝",null,"t",{"v":1.02,"d":"1.020"},"4124"]
["8","0109071","吊筋",null,"kg",3.215,"3.897"]
["9","0121011","角钢",null,"kg",1.155,"4.115"]
["10","0129223","镀锌薄钢板","δ0.5","m2",1.058,"20.63"]
["11","0307343","金属膨胀螺栓","M8×80","套",{"v":11.47,"d":"11.470"},"0.49"]
["12","0341013","电焊条","E43系列","kg",9.471,"6.28"]
["13","0351001","圆钉",null,"kg",3.032,"6.19"]
["14","0351051","水泥钉",null,"kg",0.085,"15.93"]
["15","0355071","钢丝网",null,"m2",{"v":1.1,"d":"1.100"},"5.58"]
["16","0357102","镀锌铁丝","8#","kg",0.007,"5.75"]
["17","0357104","镀锌铁丝","12#","kg",0.031,"5.75"]
["18","0357107","镀锌铁丝","18#","kg",0.081,"6.19"]
["19","0357109","镀锌铁丝","22#","kg",26.931,"6.19"]
["20","0359001","铁件",null,"kg",0.331,"4.87"]
["21","0359131","预埋铁件",null,"kg",0.564,"4.87"]
["22","0359231","屋架铁件",null,"kg",{"v":1.1,"d":"1.100"},"4.87"]
["23","0401011","水泥","32.5","kg",{"v":0.5,"d":"0.500"},"0.423"]
["24","0401031","水泥","42.5","kg",8126.911,"0.504"]
["25","0401071","白水泥",null,"kg",1.382,"0.796"]
["26","0401071","白水泥批白二遍","含人材机","m2",{"v":1,"d":"1.000"},"12"]
["27","0403043","黄砂(净砂)","综合","t",{"v":22.18,"d":"22.180"},"98.06"]
["28","0405001","碎石","综合","t",28.775,"98.06"]
["29","0407021","炉渣",null,"m3",1.411,"175"]
[]
[]
[]
["主要材料价格表"]
["单位(专业)工程名称:温岭市住房保障和房管事务中心2019年度直管公房维护项目-非市区部分",{"$nulls":6},"第2页 共4页"]
["序号","编码","材料名称","规格型号","单位","数量","单价(元)","备注"]
["30","0409021","生石灰",null,"kg",{"v":123.83,"d":"123.830"},"0.728"]
["31","0409035","石灰膏",null,"m3",0.358,"602"]
["32","0409041","黄泥",null,"m3",0.139,"58.25"]
["33","0413021","蒸压灰砂砖","240×115×53","千块",0.549,"558"]
["34","0413091","混凝土实心砖","240×115×53","千块",2.899,"476"]
["35","0413101","混凝土多孔砖","240×115×90","千块",1.043,"621"]
["36","0413125","烧结页岩多孔砖","240×115×90","千块",1.036,"854"]
["37","0413231","烧结页岩实心砖","240×115×53","千块",2.691,"699"]
["38","0415441","蒸压砂加气混凝土砌块","(B06级)A3.5","m3",{"v":1.01,"d":"1.010"},"292"]
["39","0417041","小青瓦","180×170","千张",0.279,"563.1"]
["40","0417121","彩色水泥瓦","420×330","千张",0.011,"3110"]
["41","0417131","彩色水泥脊瓦","420×220","千张",0.003,"6310"]
["42","0431109","聚合物粘结砂浆",null,"kg",1.469,"1.15"]
["43","0431111","砌块砌筑粘结剂",null,"kg",{"v":79.17,"d":"79.170"},"0.469"]
["44","0501221","杉圆木","构件安装用","m3",{"v":1.05,"d":"1.050"},"1743"]
["45","0503001","杉板枋材",null,"m3",0.036,"1858"]
["46","0503011","松板枋材",null,"m3",0.018,"1681"]
["47","0503031","硬木板枋材(进口)",null,"m3",0.008,"4690"]
["48","0503133","杉格椽",null,"m3",0.007,"1814"]
["49","0503141","门窗杉板",null,"m3",0.024,"1858"]
["50","0503143","杉木砖",null,"m3",0.014,"1858"]
["51","0503145","杉搭木",null,"m3",0.006,"1858"]
["52","0503147","门窗框杉枋",null,"m3",0.079,"1858"]
["53","0503149","门窗扇杉枋",null,"m3",0.071,"1858"]
["54","0503251","围条硬木",null,"m3",0.002,"4690"]
["55","0505001","三夹板",null,"m2",{"v":4.12,"d":"4.120"},"15.04"]
["56","0661151","瓷砖","300×300","m2",{"v":1.02,"d":"1.020"},"48.67"]
["57","0663001","外墙面砖","45×95","m2",0.803,"28.32"]
["58","0665061","瓷砖","300×600","m2",{"v":1.03,"d":"1.030"},"53.1"]
[]
[]
[]
["主要材料价格表"]
["单位(专业)工程名称:温岭市住房保障和房管事务中心2019年度直管公房维护项目-非市区部分",{"$nulls":6},"第3页 共4页"]
["序号","编码","材料名称","规格型号","单位","数量","单价(元)","备注"]
["59","0665111","地砖","600×600","m2",{"v":2.06,"d":"2.060"},"75.22"]
["60","0701101","花岗岩板","18mm厚654#","m2",{"v":2.04,"d":"2.040"},"127"]
["61","0701101","花岗岩板","18mm芝麻灰","m2",{"v":1.54,"d":"1.540"},"84.07"]
["62","0801011","石膏板","9","m2",{"v":3.21,"d":"3.210"},"11.5"]
["63","0805121","铝合金方板(配套)",null,"m2",{"v":1.07,"d":"1.070"},"119"]
["64","0809051","空腹PVC板",null,"m2",{"v":3.15,"d":"3.150"},"35.4"]
["65","0831001","轻钢大龙骨(承载龙骨)","U38","m",{"v":1.13,"d":"1.130"},"3.1"]
["66","0831121","轻型龙骨","U38","m2",{"v":2.12,"d":"2.120"},"15.93"]
["67","0831131","轻型龙骨","U50","m2",{"v":2.12,"d":"2.120"},"17.7"]
["68","0909001","铝合金百叶窗",null,"m2",{"v":1,"d":"1.000"},"279"]
["69","0909041","铝合金固定窗",null,"m2",{"v":1,"d":"1.000"},"177"]
["70","0909051","铝合金平开窗",null,"m2",{"v":1,"d":"1.000"},"283"]
["71","0909061","铝合金平开门",null,"m2",{"v":1,"d":"1.000"},"327"]
["72","0909091","铝合金推拉窗",null,"m2",{"v":1,"d":"1.000"},"235"]
["73","0909101","铝合金推拉门",null,"m2",{"v":1,"d":"1.000"},"305"]
["74","0911021","塑钢百叶窗",null,"m2",{"v":1,"d":"1.000"},"186"]
["75","0911041","塑钢固定窗",null,"m2",{"v":1,"d":"1.000"},"133"]
["76","0911051","塑钢平开窗",null,"m2",{"v":1,"d":"1.000"},"226"]
["77","0911061","塑钢平开门",null,"m2",{"v":1,"d":"1.000"},"248"]
["78","0911081","塑钢推拉窗",null,"m2",{"v":1,"d":"1.000"},"181"]
["79","0911091","塑钢推拉门",null,"m2",{"v":1,"d":"1.000"},"190"]
["80","0923041","进户保安门",null,"m2",{"v":1,"d":"1.000"},"664"]
["81","0923041","钢板防盗门",null,"m2",{"v":1,"d":"1.000"},"350"]
["82","0947001","球形锁",null,"把",{"v":1.01,"d":"1.010"},"26.55"]
["83","0947011","单开执手锁",null,"把",{"v":1.01,"d":"1.010"},"88.5"]
["84","1023001","型钢栏杆硬木扶手",null,"m",{"v":1,"d":"1.000"},"245"]
["85","1101411","弹性拉毛涂料","含人材机","m2",{"v":1,"d":"1.000"},"45"]
["86","1101421","弹性涂料中涂","含人材机","m2",{"v":1,"d":"1.000"},"40"]
["87","1103701","防水涂料","JS II","kg",{"v":6.15,"d":"6.150"},"8.85"]
[]
[]
[]
["主要材料价格表"]
["单位(专业)工程名称:温岭市住房保障和房管事务中心2019年度直管公房维护项目-非市区部分",{"$nulls":6},"第4页 共4页"]
["序号","编码","材料名称","规格型号","单位","数量","单价(元)","备注"]
["88","1111341","乳胶漆二遍","含人材机","m2",{"v":1,"d":"1.000"},"28"]
["89","1157091","改性沥青卷材","3mm厚","m2",{"v":2.28,"d":"2.280"},"23.89"]
["90","1159031","建筑油膏",null,"kg",0.878,"3.628"]
["91","1241001","107胶",null,"kg",0.143,"1.15"]
["92","1312231","挤塑泡沫保温板","40 阻燃B2级","m2",{"v":1.02,"d":"1.020"},"24.76"]
["93","1404051","304不锈钢栏杆","H=1100mm","m",{"v":1,"d":"1.000"},"220"]
["94","1404051","304不锈钢靠墙扶手",null,"m",{"v":1,"d":"1.000"},"100"]
["95","1404101","304不锈钢栏杆","H=300mm","m",{"v":1,"d":"1.000"},"122.2"]
["96","3001001","钢支撑",null,"kg",4.047,"3.98"]
["97","3201011","钢模板",null,"kg",{"v":1.46,"d":"1.460"},"4.6"]
["98","3201021","木模板",null,"m3",0.096,"1504"]
["99","3201031","复合模板",null,"m2",{"v":1.62,"d":"1.620"},"33.19"]
["100","3203001","脚手架钢管",null,"kg",1.841,"3.98"]
["101","3203041","竹脚手片",null,"m2",0.478,"13.59"]
["102","3203171","脚手架十字扣",null,"副",0.478,"3.98"]
["103","3203191","脚手架斜扣",null,"副",0.016,"3.98"]
["104","3203211","脚手架一字扣",null,"副",0.106,"3.98"]
["105","3301341","高强模塑水篦盖板",null,"m2",{"v":1.01,"d":"1.010"},"240"]
["106","j1201011","柴油(机械)",null,"kg",49.451,"6.49"]
["107","j1201021","汽油(机械)",null,"kg",{"v":3.63,"d":"3.630"},"7.35"]
["108","综合价","小青瓦屋面拆除","含基层","m2",{"v":1,"d":"1.000"},"18.8"]
["109","综合价","换雨水斗",null,"个",{"v":1,"d":"1.000"},"13.61"]
["110","综合价","木结构、砖混结构房子拆除",null,"m2",{"v":1,"d":"1.000"},"37.6"]
["111","综合价","玻璃钢化粪池安装",null,"m3",{"v":1,"d":"1.000"},"1000"]
["112","综合价","门窗侧修补及粉刷","含白水泥批白二遍","米",{"v":1,"d":"1.000"},"18.8"]
["113","综合价","零星点工",null,"工日",{"v":1,"d":"1.000"},"260"]
["114","1431751-5","塑料排水管","de75*2.3","m",0.963,"7.63"]
["115","1431751-6","塑料排水管","de110*3.2","m",0.852,"14.53"]

{"sheet":"2_主要机械台班价格表","index":13,"n_rows":28,"n_cols":5,"rows_kept":28,"merged":[[0,0,0,4],[1,0,1,2],[1,3,1,4]]}
["主要机械台班价格表"]
["单位(专业)工程名称:温岭市住房保障和房管事务中心2019年度直管公房维护项目-非市区部分",null,null,"第1页 共1页"]
["序号","机械设备名称","单位","数 量","单价(元)"]
["1","其他机械费","元",3.143,"0.94"]
["2","履带式推土机90kw","台班",{"v":0,"d":"0.000"},"751.3781"]
["3","履带式单斗挖掘机(液压)1M3","台班",0.004,"1110.7868"]
["4","电动夯实机20~62kg·m","台班",0.061,"7.3152"]
["5","风动凿岩机手持式","台班",3.667,"10.1568"]
["6","汽车式起重机5t","台班",0.008,"380.1638"]
["7","载货汽车4t","台班",0.065,"335.4668"]
["8","自卸汽车5t","台班",0.057,"438.2594"]
["9","自卸汽车12t","台班",0.035,"738.7819"]
["10","电动卷扬机单筒慢速50kN","台班",0.478,"113.168"]
["11","双锥反转出料混凝土搅拌机500L","台班",1.323,"124.112"]
["12","灰浆搅拌机200L","台班",0.717,"99.8912"]
["13","钢筋调直机φ40mm","台班",{"v":0.73,"d":"0.730"},"24.2784"]
["14","钢筋切断机φ40mm","台班",0.667,"10.9536"]
["15","钢筋弯曲机φ40mm","台班",0.694,"9.6192"]
["16","木工圆锯机φ500mm","台班",0.188,"4.6944"]
["17","木工压刨床单面600mm","台班",0.118,"8.6304"]
["18","剪板机40×3100","台班",0.007,"333.4464"]
["19","交流弧焊机32kv.A","台班",0.001,"7.6032"]
["20","直流弧焊机32KW","台班",0.512,"13.7664"]
["21","对焊机容量75KV.A","台班",0.092,"17.376"]
["22","内燃空气压缩机3m3/min","台班",1.859,"305.6736"]
["23","混凝土振捣器平板式BLL","台班",0.565,"13.5744"]
["24","混凝土振捣器插入式","台班",2.034,"1.3536"]
["25","石料切割机","台班",0.059,"17.74"]